## Source
Schedule | Arunachal Pradesh Building Schedule of Rates 2023
Department | Arunachal Pradesh PWD
Edition | 2023
Effective from | 2024-12-30
Official source | https://arunachalpwd.org/pdf/30122024/apsr_building-works-2023.pdf
Retrieved on | 2026-07-29
Items | 1002
Notice | Transcribed from the official PDF published by the department, for reference only.
Rates change through correction slips. Verify against the official source before pricing a bid.
Published by Arched AI — https://arched.ai/resources/sor

## Rates
Chapter | Item code | Item | Sub-item | Unit | Rate (INR)
Temporary Item | 1.1(a) | Mild steel reinforment for RCC work |  | Quintal | 10894.3
Temporary Item | 1.1(d) | Applying Coal tarring, two coats on new wood work |  | Sqm | 59.4
Temporary Item | 1.1(e) | Second class brick work in cement mortar 1 : 6 (1 cement : 6 coarse sand) |  | Cum | 8249.7
Temporary Item | 1.2(a) | Painting on brick flooring with cement mortar 1 : 2 (1 cement : 2 fine sand) | Flush painting | Sqm | 118.5
Temporary Item | 1.4(a) | Cement concrete 1 : 1 : 2 (1 cement : 1 coarse sand : 2 stone aggregate 20 mm nominal size) |  | Cum | 11299
Temporary Item | 1.4(c) | Centring and shuttering including strutting, propping (for chajjas) etc |  | Sqm | 1075.7
Temporary Item | 1.4(d) | Extra labour for RCC work |  | Cum | 262.9
Temporary Item | 1.5(a) | Wooden plugs including cutting brick work and fixing in cement mortar |  | Each | 16.1
Temporary Item | 1.5(b) | Applying priming coat with ready mixed primer of approved brand and manufacture on wood work complete |  | Sqm | 59.2
Temporary Item | 1.6(a) | Applying priming coat with ready mixed red lead paint of approved brand and manufacture on steel work |  | Sqm | 56.5
Temporary Item | 1.6(b) | Applying priming coat with ready mixed zinc chromate yellow primer of approved brand and manufacture on steel, galvanized iron/steel works |  | Sqm | 47.1
Temporary Item | 1.7 | Second class brick edging with full brick width and half brick depth including excavation, refilling and disposal of surplus earth lead up to 50 m |  | Metre | 201.1
Temporary Item | 1.8(a) | Providing 2nd class 50 x 50 x 50 mm Indian teak wood plugs including cutting brick work and fixing in cement mortar 1 : 3 (1 cement : 3 fine sand) |  | Each | 23.6
Temporary Item | 1.8(b) | Painting two or more coats (excluding priming coat) with ordinary ready mixed paint of approved brand and manufacture in all shades except white or green on new work to give an even shade |  | Sqm | 149.7
Temporary Item | 1.8(c) | Painting CI cistern with bitumastic or any other anti-corrosive paint inside and white paint over a coat of ready mixed primer on the outside surface of the cistern, flush, pipe, other fittings etc. complete for new work |  | Each | 794
Temporary Item | 1.9(a) | Pre-cast cement concrete blocks of size 40 x 40 x 10 cm |  | Each | 109.8
Temporary Item | 1.10 | Mud plastering |  | Sqm | 87.5
Temporary Item | 1.11(b) | Brick flooring with best quality brick in cement mortar 1 : 4 |  | Sqm | 1201.7
Temporary Item | 1.11(c) | Providing and laying cement concrete 1 : 2 : 4 with jhama aggregate |  | Cum | 7064.4
Earth Work | 2.1 | Earth work in excavation in all kinds of soil (excluding soil containing 50% or more of shingle or small size boulders upto 30 cm size, saturated soil and rock) including banking in 20 cm layers and breaking clods, ramming and dressing up for the purpose of making embankments or filling up ground depressions, lead upto 50 m and lift upto 1.50 m |  | Cum | 203.5
Earth Work | 2.2 | Earth work in excavation in soils containing 50% or more of shingle or small size boulders upto 30 cm size including banking in 20 cm layers and breaking clods, ramming and dressing up for the purpose of making embankments or filling up ground depressions lead upto 50 m and lift upto 1.50 m |  | Cum | 264
Earth Work | 2.3 | Earth work in excavation in foundation and trenches etc. in all kinds of soil (excluding soil containing 50% or more of shingle or small size boulders upto 30 cm size, saturated soil and rock), lift upto 1.50 m and stacking the excavated soil not more than 3 m clear from the edge of the excavation and returning the stacked soil in 15 cm layers, when required, into plinth sides of foundation etc consolidating each deposited layer by ramming and watering and then disposing of all surplus soil as directed within a lead of 50m |  | Cum | 353
Earth Work | 2.4 | Earth work in excavation in foundation and trenches in soils containing 50% or more of shingle or small size boulders upto 30 cm size, lift upto 1.50 m and stacking the excavated soil not more than 3 m clear from the edge of the excavation and returning the stacked soil in 15 cm layers when required, into plinth, sides of foundation etc consolidating each deposited layer by ramming and watering and then disposing of all surplus excavated soil as directed within a lead of 50m |  | Cum | 413.5
Earth Work | 2.5 | Extra for lead of 50 m or part thereof for earth work in all soils including shingles, small size boulders upto 30 cm size and saturated soil |  | Cum | 33.7
Earth Work | 2.6 | Extra for every additional lift of 1.50 m or part thereof for earth work in all soils including shingles, small size boulders upto 30 cm size but excluding saturated soil and rock |  | Cum | 22.7
Earth Work | 2.7 | Excavation in decomposed or soft rock with or without blasting in foundations, trenches and drains and disposal of the same, lead upto 50 m, and lift upto 1.50 m |  | Cum | 878
Earth Work | 2.8 | Excavation in decomposed or soft rock with or without blasting including disposal of the same lead upto 50 m and lift upto 1.50 m |  | Cum | 783.7
Earth Work | 2.9 | Extra for every additional lift or 1.50 m or part thereof for decomposed soft or hard rock |  | Cum | 40.4
Earth Work | 2.10 | Extra for lead of 50 m or part thereof for decomposed soft or hard rock |  | Cum | 40.4
Earth Work | 2.11 | Removing mixed earth or rock slips including clearing the site within a lead of 50 m and upto 1.50 m lift |  | Cum | 400.2
Earth Work | 2.12 | Re-filling excavated earth in foundations and plinth etc. in 15 cm layer including ramming and watering etc. complete |  | Cum | 187.4
Earth Work | 2.13 | Earth work in excavation in saturated soil upto a depth of 61 cm including pumping or bailing out water and disposing of excavated soil, lead upto 50 m and lift upto 1.50 m |  | Cum | 645.5
Earth Work | 2.14 | Earth work in excavation in saturated soil upto a depth of 61 cm including pumping or bailing out water and banking in 20 cm layers for the purpose of making embankments or filling up ground depressions, lead upto 50 m and lift upto 1.50 m |  | Cum | 708.1
Earth Work | 2.15 | Extra for every additional lift of 1.50 m or part thereof for saturated soil |  | Cum | 30.3
Earth Work | 2.16 | Excavation in hard shale and disposal of the same, lead upto 50 m, and lift upto 1.50 m |  | Cum | 313.4
Earth Work | 2.17 | Excavation in hard rock by blasting including stacking of serviceable materials and disposal of unserviceable materials lead upto 50 m and lift upto 1.50 m |  | Cum | 1135.2
Earth Work | 2.18 | Excavation in hard rock by blasting to the required cross section at places where it is not possible to salvage the excavated material including clearing the surface. peculiar condition of the site, no blasted material can be economically salvaged and stacked |  | Cum | 1045
Earth Work | 2.19 | Excavation in hard rock by chiselling including stacking of serviceable material and disposal of unserviceable material lead upto 50 m and lift upto 1.50 m. blasting operation cannot be done due to peculiar site conditions. For execution of this item the written permission of Supdt. Engineer shall have to be obtained. 2) The rate for above item will cover for excavation in hard rock in trenches and drains also |  | Cum | 1867.2
Earth Work | 2.20 | Excavation in hard rock by chiselling to the required cross section at places where it is not possible to salvage the excavated material including clearing the site. blasting operation cannot be done due to peculiar site conditions. For execution of this item the written permission of Supdt. Engineer shall have to be obtained. 2) This item is to be operated only where it is certified by the Executive Engineer that due to the peculiar condition of the site no chiselled material can be economically salvaged and stacked |  | Cum | 1787.1
Earth Work | 2.21 | Collecting, sorting and stacking blasted or hand broken hard rock in measurable stack at site of work as directed the Engineer-in-Charge within a lead of 50 m and lift upto 1.50 m. (Payment to be made from stacked measurements after deducting 50% for voids) |  | Cum | 202
Earth Work | 2.22 | Filling in plinth with sand under floors including watering, ramming, consolidating and dressing complete |  | Cum | 1008.5
Earth Work | 2.23(a) | Earth work in rough excavation, banking excavated earth in layers not exceeding 20 cm in depth, breaking clods, watering, rolling each layer with 1/2 tonne roller or wooden or steel rammers and rolling every 3rd and top most layer with power roller of minimum 8 tonne and dressing up in embankment for road, flood banks, marginal banks and guide banks or filling up ground depressions lead upto 50 m and lift upto 1.50 m | Ordinary Soil | Cum | 234.9
Earth Work | 2.24(a) | Earth work in surface excavation not exceeding 30 cm in depth but exceeding 1.50 m in width as well as 10 Sq.m. on plan including disposal of excavated earth lead upto 50 m and lift upto 1.50 m. Disposed soil to be levelled and neatly dressed | Ordinary Soil | Sqm | 29.3
Earth Work | 2.26(a) | Earth work in excavation in foundation trenches not exceeding 1.50 m width or 10 Sq.m. on plan or drains not exceeding 1.50 m in width or 10 Sq.m. on plan including dressing of sides and ramming of bottoms, lift upto 1.50 m including getting out the excavated soil and disposal of surplus excavated soil as directed, within a lead of 50 m | Ordinary Soil | Cum | 209.8
Earth Work | 2.26(c) | Earth work in excavation in foundation trenches not exceeding 1.50 m width or 10 Sq.m. on plan or drains not exceeding 1.50 m in width or 10 Sq.m. on plan including dressing of sides and ramming of bottoms, lift upto 1.50 m including getting out the excavated soil and disposal of surplus excavated soil as directed, within a lead of 50 m | Hard Shale and or Dhunda Soil | Cum | 490
Earth Work | 2.27(a) | Excavation in foundation trenches not exceeding 1.50 m width or 10 Sq.m. on plan or drains not exceeding 1.50 m in width or 10 Sq.m. on plan including dressing of sides and ramming of bottoms, lift upto 1.50 m including getting out the excavated soil as directed, within a lead of 50 m | Ordinary Rock | Cum | 957.9
Earth Work | 2.27(b) | Excavation in foundation trenches not exceeding 1.50 m width or 10 Sq.m. on plan or drains not exceeding 1.50 m in width or 10 Sq.m. on plan including dressing of sides and ramming of bottoms, lift upto 1.50 m including getting out the excavated soil as directed, within a lead of 50 m | Hard Rock requiring blasting | Cum | 1427.9
Earth Work | 2.27(c) | Excavation in foundation trenches not exceeding 1.50 m width or 10 Sq.m. on plan or drains not exceeding 1.50 m in width or 10 Sq.m. on plan including dressing of sides and ramming of bottoms, lift upto 1.50 m including getting out the excavated soil as directed, within a lead of 50 m | Hard Rock requiring chiselling (where blasting is probihited) | Cum | 2004.3
Earth Work | 2.28(a) | Ploughing the existing ground to depth of 15 cm to 25 cm and watering the same | Ordinary Soil | Sqm | 14.3
Earth Work | 2.29(a) | Banking excavated earth in layers not exceeding 20 cm in depth breaking clods, watering, rolling each layer 1/2 tonne roller or wooden or steel rammers and rolling every 3rd and topmost layer with power roller of minimum 8 tonnes and dressing up in embankments for roads, flood banks, marginal banks and guide bunds etc. lead upto 50 m and lift upto 1.50 m | Ordinary Soil | Cum | 152.7
Earth Work | 2.31 | Filling available excavated earth (excluding rock) in trenches, plinth, sides of foundations etc. in layers not exceeding 20cm in depth, consolidating each deposited layer by ramming and watering, lead up to 50 m and lift upto 1.5 m |  | Cum | 169.2
Earth Work | 2.32 | Treatment of soil under existing floors using chemical emulsion @ one litre per hole, 300 mm apart including drilling 12 mm diameter holes and plugging with cement morter 1:2 (1 cement : 2 coarse sand) to match the existing floor |  | Sqm | 183.1
Mortar | 3.1 | Cement mortar 1 : 1 (1 cement : 1 fine sand) |  | Cum | 10157.7
Mortar | 3.2 | Cement mortar 1 : 2 (1 cement : 2 fine sand) |  | Cum | 7218
Mortar | 3.3 | Cement mortar 1 : 3 (1 cement : 3 fine sand) |  | Cum | 5749
Mortar | 3.4 | Cement mortar 1 : 4 (1 cement : 4 fine sand) |  | Cum | 4566
Mortar | 3.5 | Cement mortar 1 : 5 (1 cement : 5 fine sand) |  | Cum | 3929
Mortar | 3.6 | Cement mortar 1 : 6 (1 cement : 6 fine sand) |  | Cum | 3383
Mortar | 3.7 | Lime mortar 1 : 2 (1 lime putty : 2 surkhi) |  | Cum | 5207.2
Mortar | 3.8 | Mud mortar |  | Cum | 541.9
Mortar | 3.9 | Lime mortar 1 : 1 : 1 (1 lime putty : 1 surkhi : 1 fine sand) |  | Cum | 5190.1
Mortar | 3.10 | Cement mortar 1 : 2 (1 cement : 2 coarse sand) |  | Cum | 7218
Mortar | 3.11 | Cement mortar 1 : 3 (1 cement : 3 coarse sand) |  | Cum | 5749
Mortar | 3.12 | Cement mortar 1 : 4 (1 cement : 4 coarse sand) |  | Cum | 4566
Mortar | 3.13 | Cement mortar 1 : 5 (1 cement : 5 coarse sand) |  | Cum | 3929
Mortar | 3.14 | Cement mortar 1 : 6 (1 cement : 6 coarse sand) |  | Cum | 3383
Mortar | 3.15 | Cement mortar 1 : 2 (1 white cement : 2 marble dust) |  | Cum | 25471.5
Mortar | 3.16 | Lime mortar 1 : 1 : 1 (1 lime : 1 surkhi : 1 coarse sand) |  | Cum | 5190.1
Concrete Work | 4.1 | Providing and laying in foundations and plinth cement concrete 1 : 5 : 10 (1 cement : 5 coarse sand : 10 graded stone aggregate 40 mm nominal size) excluding the cost of centring and shuttering |  | Cum | 5442.8
Concrete Work | 4.2 | Providing and laying in foundations and plinth cement concrete 1 : 4 : 8 (1 cement : 4 coarse sand : 8 graded stone aggregate 40 mm nominal size) excluding the cost of centring and shuttering |  | Cum | 5938.3
Concrete Work | 4.3 | Deduct rate for concrete for using 50 mm nominal size stone aggregate instead of 40 mm nominal size stone aggregate |  | Cum | 525.9
Concrete Work | 4.4(a) | Providing and laying cement concrete 1 : 3 : 6 (1 cement : 3 coarse sand : 6 graded stone aggregate 40 mm nominal size) excluding the cost of centring an shuttering in | Foundations and plinth | Cum | 6551.7
Concrete Work | 4.4(b) | Providing and laying cement concrete 1 : 3 : 6 (1 cement : 3 coarse sand : 6 graded stone aggregate 40 mm nominal size) excluding the cost of centring an shuttering in | Walls including attached buttresses, pilasters and their caps and bases and string courses etc. up to floor two level | Cum | 6648.7
Concrete Work | 4.4(c) | Providing and laying cement concrete 1 : 3 : 6 (1 cement : 3 coarse sand : 6 graded stone aggregate 40 mm nominal size) excluding the cost of centring an shuttering in | Independent piers, columns and pillars up to floor two level | Cum | 6683
Concrete Work | 4.5(a) | Providing and laying cement concrete 1 : 2 : 4 (1 cement : 2 coarse sand : 4 graded stone aggregate 40 mm nominal size) excluding the cost of centring and shuttering in | Foundations and plinth | Cum | 7643.9
Concrete Work | 4.5(b) | Providing and laying cement concrete 1 : 2 : 4 (1 cement : 2 coarse sand : 4 graded stone aggregate 40 mm nominal size) excluding the cost of centring and shuttering in | Walls including attached buttresses, pilasters and their caps and bases and string courses etc. up to floor two level | Cum | 7740.9
Concrete Work | 4.5(c) | Providing and laying cement concrete 1 : 2 : 4 (1 cement : 2 coarse sand : 4 graded stone aggregate 40 mm nominal size) excluding the cost of centring and shuttering in | Independent piers, columns and pillars up to floor two level | Cum | 7775.2
Concrete Work | 4.6(a) | Providing and laying cement concrete 1 : 3 : 6 (1 cement : 3 coarse sand : 6 graded stone aggregate 20 mm nominal size) excluding the cost of centring and shuttering in | Foundations and plinth | Cum | 6647.5
Concrete Work | 4.6(b) | Providing and laying cement concrete 1 : 3 : 6 (1 cement : 3 coarse sand : 6 graded stone aggregate 20 mm nominal size) excluding the cost of centring and shuttering in | Walls including attached buttresses, pilasters and their caps and bases and string courses etc. up to floor two level | Cum | 6744.5
Concrete Work | 4.6(c) | Providing and laying cement concrete 1 : 3 : 6 (1 cement : 3 coarse sand : 6 graded stone aggregate 20 mm nominal size) excluding the cost of centring and shuttering in | Independent piers, columns and pillars up to floor two level | Cum | 6778.8
Concrete Work | 4.7(a) | Providing and laying cement concrete 1 : 2 : 4 (1 cement : 2 coarse sand : 4 stone aggregate 20 mm nominal size) excluding the cost of centring and shuttering in | Foundations and plinth | Cum | 7732.5
Concrete Work | 4.7(b) | Providing and laying cement concrete 1 : 2 : 4 (1 cement : 2 coarse sand : 4 stone aggregate 20 mm nominal size) excluding the cost of centring and shuttering in | Walls including attached buttresses, pilasters and their caps and bases and string courses etc. up to floor two level | Cum | 7829.5
Concrete Work | 4.7(c) | Providing and laying cement concrete 1 : 2 : 4 (1 cement : 2 coarse sand : 4 stone aggregate 20 mm nominal size) excluding the cost of centring and shuttering in | Independent piers, columns and pillars up to floor two level | Cum | 7863.8
Concrete Work | 4.8(a) | Providing and laying cement concrete 1 : 1.5 : 3 (1 cement : 1.50 coarse sand : 3 stone aggregate 20 mm nominal size) excluding the cost of centring and shuttering in | Foundations and plinth | Cum | 8586
Concrete Work | 4.8(b) | Providing and laying cement concrete 1 : 1.5 : 3 (1 cement : 1.50 coarse sand : 3 stone aggregate 20 mm nominal size) excluding the cost of centring and shuttering in | Walls including attached buttresses, pilasters and their caps and bases and string courses etc. up to floor two level | Cum | 8682.9
Concrete Work | 4.8(c) | Providing and laying cement concrete 1 : 1.5 : 3 (1 cement : 1.50 coarse sand : 3 stone aggregate 20 mm nominal size) excluding the cost of centring and shuttering in | Independent piers, columns and pillars up to floor two level | Cum | 8717.2
Concrete Work | 4.9(a) | Centring and shuttering including strutting proping etc. and removal of form work for | Foundations and plinth | Sqm | 471.8
Concrete Work | 4.9(b) | Centring and shuttering including strutting proping etc. and removal of form work for | Walls including attached buttresses, pilasters etc | Sqm | 671
Concrete Work | 4.9(c) | Centring and shuttering including strutting proping etc. and removal of form work for | Columns, pillars and piers. Since in item Nos, 9(a) to (c), the material can be used 8 times, the quantity is taken as 1/8th of required quantity | Sqm | 817.5
Concrete Work | 4.10(a) | Providing and laying up to floor two level cement 1 : 2 : 4 (1 cement : 2 coarse sand : 4 stone aggregate 20 mm nominal size) including centring shuttering in | Kerbs, steps and the like | Cum | 11828.2
Concrete Work | 4.10(b) | Providing and laying up to floor two level cement 1 : 2 : 4 (1 cement : 2 coarse sand : 4 stone aggregate 20 mm nominal size) including centring shuttering in | String courses, copings, bed plates, anchor blocks, plain window sills and the like | Cum | 14344.7
Concrete Work | 4.10(c) | Providing and laying up to floor two level cement 1 : 2 : 4 (1 cement : 2 coarse sand : 4 stone aggregate 20 mm nominal size) including centring shuttering in | Small lintels not exceeding 1.50 m clear span over railing copings and the like requiring form work to suspended portions | Cum | 15113
Concrete Work | 4.10(d) | Providing and laying up to floor two level cement 1 : 2 : 4 (1 cement : 2 coarse sand : 4 stone aggregate 20 mm nominal size) including centring shuttering in | Mouldings as in cornices, windows sills etc. exceeding 15 cm in girth | Cum | 16131.2
Concrete Work | 4.10(e) | Providing and laying up to floor two level cement 1 : 2 : 4 (1 cement : 2 coarse sand : 4 stone aggregate 20 mm nominal size) including centring shuttering in | Mouldings as in cornices, windows sills etc. not exceeding 15 cm in girth | Cum | 16270
Concrete Work | 4.11(a) | Providing and laying up to two floor level cement concrete 1 : 3 : 6 (1 cement : 3 coarse sand : 6 graded stone aggregate 20 mm nominal size) including centring and shuttering etc. in | Kerbs, steps and the like | Cum | 10743.2
Concrete Work | 4.11(b) | Providing and laying up to two floor level cement concrete 1 : 3 : 6 (1 cement : 3 coarse sand : 6 graded stone aggregate 20 mm nominal size) including centring and shuttering etc. in | String courses, copings, bed plates, anchor blocks, plain window sills and the like | Cum | 13259.7
Concrete Work | 4.11(c) | Providing and laying up to two floor level cement concrete 1 : 3 : 6 (1 cement : 3 coarse sand : 6 graded stone aggregate 20 mm nominal size) including centring and shuttering etc. in | Small lintels not exceeding 1.50 m clear span over railing copings and the like requiring form work to suspended portions | Cum | 14028
Concrete Work | 4.11(d) | Providing and laying up to two floor level cement concrete 1 : 3 : 6 (1 cement : 3 coarse sand : 6 graded stone aggregate 20 mm nominal size) including centring and shuttering etc. in | Mouldings as in cornices, windows sills etc. exceeding 15 cm in girth | Cum | 15046.2
Concrete Work | 4.11(e) | Providing and laying up to two floor level cement concrete 1 : 3 : 6 (1 cement : 3 coarse sand : 6 graded stone aggregate 20 mm nominal size) including centring and shuttering etc. in | Mouldings as in cornices, windows sills etc. not exceeding 15 cm in girth | Cum | 15185
Concrete Work | 4.12(a) | Providing and fixing up to floor two level precast cement concrete 1 : 2 : 4 (1 cement : 2 coarse sand : 4 graded stone aggregate 20 mm nominal size) set in position with cement mortar 1 : 2 (1 cement : 2 coarse sand) and finished smooth with 6 mm thick cement plaster 1 : 3 (1 cement : 3 fine sand) on exposed surfaces including centring and shuttering in | Kerbs, steps and the like | Cum | 15302.6
Concrete Work | 4.12(b) | Providing and fixing up to floor two level precast cement concrete 1 : 2 : 4 (1 cement : 2 coarse sand : 4 graded stone aggregate 20 mm nominal size) set in position with cement mortar 1 : 2 (1 cement : 2 coarse sand) and finished smooth with 6 mm thick cement plaster 1 : 3 (1 cement : 3 fine sand) on exposed surfaces including centring and shuttering in | String courses, copings, bed plates, anchor blocks, plain window sills and the like | Cum | 16452.3
Concrete Work | 4.12(c) | Providing and fixing up to floor two level precast cement concrete 1 : 2 : 4 (1 cement : 2 coarse sand : 4 graded stone aggregate 20 mm nominal size) set in position with cement mortar 1 : 2 (1 cement : 2 coarse sand) and finished smooth with 6 mm thick cement plaster 1 : 3 (1 cement : 3 fine sand) on exposed surfaces including centring and shuttering in | Small lintels not exceeding 1.50 m clear span over railing copings and the like requiring form work to suspended portions | Cum | 15514.6
Concrete Work | 4.12(d) | Providing and fixing up to floor two level precast cement concrete 1 : 2 : 4 (1 cement : 2 coarse sand : 4 graded stone aggregate 20 mm nominal size) set in position with cement mortar 1 : 2 (1 cement : 2 coarse sand) and finished smooth with 6 mm thick cement plaster 1 : 3 (1 cement : 3 fine sand) on exposed surfaces including centring and shuttering in | Mouldings as in cornices, window sills etc. exceeding 15 cm in girth | Cum | 18294.4
Concrete Work | 4.12(e) | Providing and fixing up to floor two level precast cement concrete 1 : 2 : 4 (1 cement : 2 coarse sand : 4 graded stone aggregate 20 mm nominal size) set in position with cement mortar 1 : 2 (1 cement : 2 coarse sand) and finished smooth with 6 mm thick cement plaster 1 : 3 (1 cement : 3 fine sand) on exposed surfaces including centring and shuttering in | Mouldings as in cornices, window sills etc. not exceeding 15 cm in girth | Cum | 18433.2
Concrete Work | 4.13(a) | Providing and fixing up to floor two level precast cement concrete 1 : 3 : 6 (1 cement : 3 coarse sand : 6 graded stone aggregate 20 mm nominal size) set in position with cement mortar 1 : 2 (1 cement : 2 coarse sand) and finished smooth with 6 mm thick cement plaster 1 : 3 (1 cement : 3 fine sand) on exposed surfaces including centring and shuttering in | Kerbs, steps and the like | Cum | 14217.6
Concrete Work | 4.13(b) | Providing and fixing up to floor two level precast cement concrete 1 : 3 : 6 (1 cement : 3 coarse sand : 6 graded stone aggregate 20 mm nominal size) set in position with cement mortar 1 : 2 (1 cement : 2 coarse sand) and finished smooth with 6 mm thick cement plaster 1 : 3 (1 cement : 3 fine sand) on exposed surfaces including centring and shuttering in | String courses, copings, bed plates, anchor blocks, plain window sills and the like | Cum | 15367.3
Concrete Work | 4.13(c) | Providing and fixing up to floor two level precast cement concrete 1 : 3 : 6 (1 cement : 3 coarse sand : 6 graded stone aggregate 20 mm nominal size) set in position with cement mortar 1 : 2 (1 cement : 2 coarse sand) and finished smooth with 6 mm thick cement plaster 1 : 3 (1 cement : 3 fine sand) on exposed surfaces including centring and shuttering in | Small lintels not exceeding 1.50 m clear span over railing copings and the like requiring form work to suspended portions | Cum | 14429.6
Concrete Work | 4.13(d) | Providing and fixing up to floor two level precast cement concrete 1 : 3 : 6 (1 cement : 3 coarse sand : 6 graded stone aggregate 20 mm nominal size) set in position with cement mortar 1 : 2 (1 cement : 2 coarse sand) and finished smooth with 6 mm thick cement plaster 1 : 3 (1 cement : 3 fine sand) on exposed surfaces including centring and shuttering in | Mouldings as in cornices, window sills etc. exceeding 15 cm in girth | Cum | 17209.4
Concrete Work | 4.13(e) | Providing and fixing up to floor two level precast cement concrete 1 : 3 : 6 (1 cement : 3 coarse sand : 6 graded stone aggregate 20 mm nominal size) set in position with cement mortar 1 : 2 (1 cement : 2 coarse sand) and finished smooth with 6 mm thick cement plaster 1 : 3 (1 cement : 3 fine sand) on exposed surfaces including centring and shuttering in | Mouldings as in cornices, window sills etc. not exceeding 15 cm in girth | Cum | 17348.2
Concrete Work | 4.14 | Providing and laying in foundation mud concrete with graded stone aggregate 40 mm nominal size and 40% mud mortar excluding the cost of centring and shuttering |  | Cum | 3388.5
Concrete Work | 4.18 | Providing and laying damp proof course 50 mm thick with cement concrete 1 : 2 : 4 (1 cement : 2 coarse sand : 4 stone aggregate 20 mm nominal size) |  | Sqm | 449.7
Concrete Work | 4.19 | Providing and laying damp proof course 38 mm thick with cement concrete 1 : 2 : 4 (1 cement : 2 coarse sand : 4 stone aggregate 12.5 mm nominal size) |  | Sqm | 356.9
Concrete Work | 4.20 | Providing and laying damp proof course 25 mm thick with cement concrete 1 : 2 : 4 (1 cement : 2 coarse sand : 4 stone aggregate 10 mm nominal size) |  | Sqm | 302.8
Concrete Work | 4.22 | Applying a coat of hot bitumen (mashphalte 80/100 or equivalent) using 1.70 Kg per Sq.m. on damp proof course after cleaning the surface with brushes and finally with a piece of cloth lightly soaked in kerosene oil |  | Sqm | 263.5
Concrete Work | 4.23 | Deduct rate for cement concrete 1 : 3 : 6 with 20mm (nominal size) stone aggregate using 20 mm (nominal size) brick aggregate instead of 20 mm nominal size stone aggregate |  | Cum | 854.8
Concrete Work | 4.24 | Extra for laying concrete in or under foul position |  | Cum | 298.4
Concrete Work | 4.26(a) | Providing and laying in position cement concrete of specified grade excluding the cost of centering and shuttering - All work up to plinth level | 1:1½:3 (1 Cement: 1½ coarse sand derived from natural sources : 3 graded stone aggregate 20 mm nominal size derived from natural sources) | Cum | 9023.4
RCC Work | 5.1(a) | Reinforced concrete work in foundations, footings, bases of columns etc. and mass concrete excluding cost of centring, shuttering and reinforcement in | M20 (1 cement : 1.5 coarse sand : 3 stone aggregate 20 mm nominal size) | Cum | 8848.9
RCC Work | 5.2(a) | Reinforced cement concrete in walls (any thickness) including attached pillasters, buttresses, plinth and string course, fillets etc from top of foundation up to floor two level including finishing and plastering the exposed surfaces with cement mortar 1 : 3 (1 cement : 3 fine sand) of thickness not exceeding 6 mm to give a smooth and even surface excluding cost of centring, shuttering and reinforcement in | M20 (1 cement : 1.5 corase sand : 3 stone aggregate 20 mm nominal size) | Cum | 9910.2
RCC Work | 5.3(a) | Reinforced cement concrete in retaining wall (any thickness) including attached pillasters, buttresses, plinth and string courses, fillets etc from top of foundation up to floor two level excluding cost of centring,shuttering and reinforcement in | M20 (1 cement : 1.5 Coarse Sand : 3 stone aggregate 20 mm nominal size) | Cum | 8945.8
RCC Work | 5.3(b) | Reinforced cement concrete in retaining wall (any thickness) including attached pillasters, buttresses, plinth and string courses, fillets etc from top of foundation up to floor two level excluding cost of centring,shuttering and reinforcement in | M20 (1 cement : 2 coarse sand : 4 stone aggregate 20 mm nominal size) | Cum | 8092.4
RCC Work | 5.4 | Reinforced cement concrete in suspended floors, roofs, landings and balconies upto floor two level including finishing and plastering the exposed surface with cement mortar 1 : 3 (1 cement : 3 fine sand) of thickness not exceeding 6 mm to give a smooth and even surface but excluding cost of centring and shuttering and reinforcement with M20 (1 cement : 1.5 coarse sand : 3 stone aggregate 20 mm nominal size) |  | Cum | 10535.1
RCC Work | 5.5 | Reinforced cement concrete in chajjas exceeding 15mm in thickness upto floor two level including centring and shuttering complete but excluding the cost of reinforcement with M20 (1 cement: 1.5 coarse sand : 3 stone aggregate 20 mm nominal size) |  | Cum | 15029.2
RCC Work | 5.6(a) | Reinforced cement concrete work in lintels, beams and bresumers up to floor two level including finishing and plastering the exposed surface with cement mortar 1 : 3 (1 cement : 3 fine sand) of thickness not exceeding 6 mm to give a smooth and even surface but excluding cost of centering, shuttering and reinforcement | M20 (1 cement : 1.5 coarse sand : 3 stone aggregate 20 mm nominal size) | Cum | 10379.7
RCC Work | 5.7(a) | Reinforcement cement concrete work in columns, pillars, piers, abutments, post and struts etc up to floor two level including finishing and plastering the exposed surface with cement mortar 1 : 3 (1 cement : 3 fine sand) of thickness not exceeding 6 mm to give a smooth and even surface but exluding cost of centring, shuttering and reinforcement | M20 (1 cement : 1.5 coarse sand : 3 stone aggregate 20 mm nominal size) | Cum | 10510.9
RCC Work | 5.8 | Reinforced cement concrete work in stair cases (excluding landing) except spiral cases including finishing and plastering the exposed surface with cement mortar 1 : 3 (1 cement : 3 fine sand) of thickness not exceeding 6 mm to give a smooth and even surface, preparing of the top surface and finishing, nosing upto floor two level but excluding the cost of centring, shuttering and reinforcement with M20 (1 cement : 1.5 coarse sand : 3 stone aggregate 20 mm nominal size) |  | Cum | 11949.9
RCC Work | 5.10 | Reinforced cement concrete work in vertical and horizontal fins individually or forming box louvers bands and facias up to floor two level including finishing and plastering the exposed surface with cement mortar 1 : 3 (1 cement : 3 fine sand) of thickness not exceeding the 6 mm to give a smooth and even surface but excluding the cost of centering, shuttering and reinforcement with M20 (1 cement : 1.5 fine sand : 3 stone aggregate 12.5 mm nominal size) |  | Cum | 16554
RCC Work | 5.11 | Reinforced cement concrete work in shelves up to floor two level excluding cost of centering and shuttering and reinforcement with M20 (1 cement : 1.5 coarse sand : 3 stone aggregate 20 mm nominal size) |  | Cum | 8848.9
RCC Work | 5.12(a) | Centring and shuttering including strutting, propping etc and removal of form work for | Foundation, footings, bases of columns etc. and mass concrete | Sqm | 471.8
RCC Work | 5.12(b) | Centring and shuttering including strutting, propping etc and removal of form work for | Walls (any thickness) including attached pilasters, buttresses, plinth and string courses etc | Sqm | 671
RCC Work | 5.12(c) | Centring and shuttering including strutting, propping etc and removal of form work for | Suspended floors, roofs, landings shelves and their supports, balconies and chajjas (3.5 m height) | Sqm | 1036.4
RCC Work | 5.12(d) | Centring and shuttering including strutting, propping etc and removal of form work for | Lintels, beams, girders, bressumers and cantilevers etc | Sqm | 623.2
RCC Work | 5.12(e) | Centring and shuttering including strutting, propping etc and removal of form work for | Column, pillars, posts and struts etc | Sqm | 817.5
RCC Work | 5.12(f) | Centring and shuttering including strutting, propping etc and removal of form work for | Stairs (excluding landings) except spiral stair cases | Sqm | 674.8
RCC Work | 5.12(g) | Centring and shuttering including strutting, propping etc and removal of form work for | Vertical and horizontal fins individually or forming box louvers bands and facias | Sqm | 980.5
RCC Work | 5.14 | Providing and laying up to floor two level reinforced cement concrete in kerbs, steps and the like including finishing and plastering the exposed surface with cement mortar 1 : 3 (1 cement : 3 fine sand) of thickness not exceeding 6 mm to give smooth and even surface including centring and shuttering etc but excluding cost of reinforcement with M20 (1 cement : 1.5 coarse sand : 3 stone aggregate 20 mm nominal size) |  | Cum | 13524.7
RCC Work | 5.15 | Providing and laying up to floor two level RCC string courses, coping bed plates, anchor blocks, plain window sills and the like including finishing and plastering the exposed surface with cement mortar 1 : 3 (1 cement : 3 fine sand) of thickness not exceeding 6 mm to give a smooth and even surface including centering and shuttering etc but excluding cost of reinforcement with M20 (1 cement : 1.5 coarse sand : 3 stone aggregate 20 mm nominal size) |  | Cum | 17476
RCC Work | 5.16 | Providing, hoisting and fixing up to floor two level precast reinforced cement concrete in shelves including finishing and plastering with cement mortar 1 : 3 (1 cement : 3 fine sand) of thickness not exceeding 6 mm on exposed surfaces to give a smooth and even surface including shuttering etc but excluding cost of reinforcement with M20 (1 cement : 1.5 coarse sand : 3 stone aggregate 12.50 mm nominal size) |  | Cum | 52179.7
RCC Work | 5.17 | Providing, hoisting and fixing up to floor two level pre-cast reinforced cement concrete in vertical and horizontal fins individually or forming box louvers and bands including finishing and plastering with cement mortar 1 : 3 (1 cement : 3 fine sand) of thickness not exceeding 6 mm on exposed surface to give a smooth and even surface, centering and shuttering and shetting in position with cement mortar 1 : 2 (1 cement : 2 fine sand) etc but excluding cost of reinforcement with M20 (1 cement : 1.5 coarse sand : 3 stone aggregate 20 mm nominal size) |  | Cum | 20288.3
RCC Work | 5.18(a) | Providing precast cement concrete jali M20 (1 cement : 1.5 coarse sand : 3 stone aggregate 20 mm nominal size) reinforced with 1.6 mm dia mild steel wire including, roughening, cleaning, fixing and finishing in cement mortar 1 : 3 (1 cement : 3 fine sand) etc complete upto floor two level excluding plastering of the jams, sills and soffits | 50 mm thick | Sqm | 1242.5
RCC Work | 5.18(b) | Providing precast cement concrete jali M20 (1 cement : 1.5 coarse sand : 3 stone aggregate 20 mm nominal size) reinforced with 1.6 mm dia mild steel wire including, roughening, cleaning, fixing and finishing in cement mortar 1 : 3 (1 cement : 3 fine sand) etc complete upto floor two level excluding plastering of the jams, sills and soffits | 40 mm thick | Sqm | 981.6
RCC Work | 5.18(c) | Providing precast cement concrete jali M20 (1 cement : 1.5 coarse sand : 3 stone aggregate 20 mm nominal size) reinforced with 1.6 mm dia mild steel wire including, roughening, cleaning, fixing and finishing in cement mortar 1 : 3 (1 cement : 3 fine sand) etc complete upto floor two level excluding plastering of the jams, sills and soffits | 25 mm thick | Sqm | 930.5
RCC Work | 5.19(a) | Reinforcement of RCC work including bending, binding and placing in position complete | Mild steel | KG | 108.9
RCC Work | 5.19(b) | Reinforcement of RCC work including bending, binding and placing in position complete | Tar/TMT steel | KG | 108.9
RCC Work | 5.21 | Deduct for omitting RCC work smooth finishing of the exposed surfaces with 6 mm cement mortar 1:3 (1 cement : 3 fine sand) |  | Sqm | 172.1
RCC Work | 5.22 | Providing and fixing in position copper plate 1.6 mm thick as per design for expansion joints (3 m length, 250 mm width, 1.6 mm thick) |  | KG | 1518.7
RCC Work | 5.23 | Providing reinforced cement concrete eaves board 25 mm thick and 15 cm to 30 cm wide in 1 : 2 : 4 mix (1 cement : 2 coarse sand : 4 stone aggregate 10 mm nominal size) up to floor two level including finishing and plastering with cement mortar 1 : 3 (1 cement : 3 fine sand) of thickness not exceeding 6 mm on exposed surfaces to give smooth and even surface, centring and shuttering but excluding cost of reinforcement |  | Cum | 91706.8
RCC Work | 5.26 | Providing and fixing 6 mm thick 15 cm wide asbestos sheet covering over expansion joints as per design |  | Metre | 134.6
RCC Work | 5.29(a) | Reinforced cement concrete 1 : 2 : 4 (1 cement : 2 coarse sand : 4 stone aggregate 20 mm nominal gauge) including finishing and plastering the exposed surface with cement mortar 1 : 3 (1 cement : 3 fine sand) of thickness not exceeding 6 mm to give a smooth and even surface but excluding the cost of centring, shuttering and reinforcement in | Spiral staircases including landings etc. up to floor two level | Cum | 16617.4
RCC Work | 5.29(b) | Reinforced cement concrete 1 : 2 : 4 (1 cement : 2 coarse sand : 4 stone aggregate 20 mm nominal gauge) including finishing and plastering the exposed surface with cement mortar 1 : 3 (1 cement : 3 fine sand) of thickness not exceeding 6 mm to give a smooth and even surface but excluding the cost of centring, shuttering and reinforcement in | Arches up to floor two level | Cum | 9909
RCC Work | 5.29(c) | Reinforced cement concrete 1 : 2 : 4 (1 cement : 2 coarse sand : 4 stone aggregate 20 mm nominal gauge) including finishing and plastering the exposed surface with cement mortar 1 : 3 (1 cement : 3 fine sand) of thickness not exceeding 6 mm to give a smooth and even surface but excluding the cost of centring, shuttering and reinforcement in | Domes, vaults and shell roofs up to floor two level | Cum | 10113.8
RCC Work | 5.29(d) | Reinforced cement concrete 1 : 2 : 4 (1 cement : 2 coarse sand : 4 stone aggregate 20 mm nominal gauge) including finishing and plastering the exposed surface with cement mortar 1 : 3 (1 cement : 3 fine sand) of thickness not exceeding 6 mm to give a smooth and even surface but excluding the cost of centring, shuttering and reinforcement in | Chimneys and shafts up to floor two level | Cum | 10007.4
RCC Work | 5.30(a) | Centring and shuttering including strutting, propping etc. and removal of form work for | Spiral staircases including landings | Sqm | 661.4
RCC Work | 5.30(b) | Centring and shuttering including strutting, propping etc. and removal of form work for | Arches up to 6 mtr span | Sqm | 1829.4
RCC Work | 5.30(c) | Centring and shuttering including strutting, propping etc. and removal of form work for | Domes, vaults and shell roofs | Sqm | 4417.4
RCC Work | 5.30(d) | Centring and shuttering including strutting, propping etc. and removal of form work for | Chimneys and shafts | Sqm | 671
RCC Work | 5.32 | Encasing rolled steel sections in beams and columns, with cement concrete 1 : 2 : 4 (1 cement : 2 river sand : 4 stone aggregate 12.50 mm nominal gauge) including finishing and plastering with cement mortar 1 : 3 (1 Cement : 3 river Sand) of thickness not exceeding 6 mm on the exposed surfaces to give a smooth and even surface upto floor two level including centring and shuttering complete but excluding cost of reinforcement |  | Cum | 16704.2
RCC Work | 5.33 | Encasing rolled steel sections in grillages with cement concrete 1 : 2 : 4 (1 cement : 2 coarse sand : 4 stone aggregate 12.5 mm nominal size) up to first floor level including centring and shuttering but excluding cost of expanded metal and hangers |  | Cum | 9692.3
RCC Work | 5.34 | Extra for providing and fixing expanded metal mesh of size 20 x 60 mm and strands 3 mm wide 1.60 mm thick weighing 3.464 Kg per Sq.m. for encasing of rolled steel sections in beams, columns and grillages excluding cost of hangers |  | Cum | 553.8
RCC Work | 5.36 | Extra for rendering smooth the top of the suspended floors, landings and stair cases (treads and risers) with cement mortar 1 : 2 (1 cement : 2 coarse sand) including a floating coat of neat cement and protecting the surface with a layer of 7.50 cm of earth laid over 15 mm of fine sand in case of suspended floors and bricks laid in mud mortar in case of landings and steps including subsequent removal and cleaning of the same |  | Sqm | 115.3
RCC Work | 5.37 | Applying cement slurry on RCC slabs or cement concrete work using 2.75 Kg of cement per Sq.m. for receiving cement concrete floor including roughening, cleaning etc complete |  | Sqm | 48.7
RCC Work | 5.39 | Providing and fixing in position GI sheet 24, BG as per design for expansion joints (3 m long, 250 mm width) |  | Sqm | 416.6
RCC Work | 5.40(a) | Reinforced cement concrete work in arches, archribs,domes,vaults,shells, folded plate and roofs having slope more than 15° upto floor five level,excluding the cost of centering, shuttering, finishing and reinforcement with 1:1.5:3(1 cement :1.5 coarse sand derived from natural sources:3 graded stone aggregate 20 mm nominal size derived from naturals sources) | Details of cost for 26.73 cum for semicircular arch 6m clear span and 9m long and 30cm thick. Cement concrete 1:1.5:3=1x0.50x3.14x6.30x9.00x0.30=26.73cum | Cum | 11952.2
RCC Work | 5.41(a) | Reinforced cement concrete work in walls (any thickness), including attached pilasters, buttresses, plinth and string courses, fillets, columns, pillars, piers, abutments, posts and struts etc. above plinth level up to floor five level, excluding cost of centering, shuttering, finishing and reinforcement | 1:1.5:3 (1 cement : 1.5 coarse sand derived from natural sources : 3 graded stone aggregate 20 mm nominal size derived from natural sources) | Cum | 14346.1
RCC Work | 5.42 | Reinforced cement concrete work in chimneys,shafts upto floor five level,excluding the cost of centering,shuttering,finishing and reinforcement with 1:1.5:3(1 cement :1.5 coarse sand derived from natural sources:3 graded stone aggregate 20 mm nominal size derived from naturals sources) |  | Cum | 14494.7
RCC Work | 5.43 | Reinforced cement concrete work in well-steining,excluding the cost of centering,shuttering, finishing and reinforcement with 1:1.5:3(1 cement :1.5 coarse sand(zone-III) derived from natural sources:3 graded stone aggregate 20 mm nominal size derived from naturals sources) |  | Cum | 9172
RCC Work | 5.44(a) | Centering and shuttering including strutting, propping etc. and removal of form for | Well steining | Cum | 325.3
RCC Work | 5.45(b) | Providing and laying in position ready mixed or site batched design mix cement concrete for reinforced cement concrete work;using coarse aggregate and fine aggregate derived from natural sources,portland Pozzolana/Ordinary Portland/Portland Slag cement,admixtures in recommended proprtions as per IS:9103 to accelerate/retard setting of concret,to improve durability and workability without imparing strenght:including pumping of concrete to site of laying,curing,carriage for all leads:but excluding the cost of centuring,centering, shuttering, finishing and reinforcement as per direction of the engineer-in-charge:for the following grades of concrete. shall be payable separately. In case the cement content in design mix is more then 110% of the specified the minimum cement content,the contractor shall have discretion to either re-design the mix or bear the cost os extra cement. All work upto plint level | Concrete of M30 grade with minimum cement content of 350kg/cum | Cum | 9781.6
RCC Work | 5.45(c) | Providing and laying in position ready mixed or site batched design mix cement concrete for reinforced cement concrete work;using coarse aggregate and fine aggregate derived from natural sources,portland Pozzolana/Ordinary Portland/Portland Slag cement,admixtures in recommended proprtions as per IS:9103 to accelerate/retard setting of concret,to improve durability and workability without imparing strenght:including pumping of concrete to site of laying,curing,carriage for all leads:but excluding the cost of centuring,centering, shuttering, finishing and reinforcement as per direction of the engineer-in-charge:for the following grades of concrete. shall be payable separately. In case the cement content in design mix is more then 110% of the specified the minimum cement content,the contractor shall have discretion to either re-design the mix or bear the cost os extra cement. All work upto plint level | Concrete of M35 grade with minimum cement content of 370kg/cum All work above plinth level upto V level | Cum | 10031.5
RCC Work | 5.45(e) | Providing and laying in position ready mixed or site batched design mix cement concrete for reinforced cement concrete work;using coarse aggregate and fine aggregate derived from natural sources,portland Pozzolana/Ordinary Portland/Portland Slag cement,admixtures in recommended proprtions as per IS:9103 to accelerate/retard setting of concret,to improve durability and workability without imparing strenght:including pumping of concrete to site of laying,curing,carriage for all leads:but excluding the cost of centuring,centering, shuttering, finishing and reinforcement as per direction of the engineer-in-charge:for the following grades of concrete. shall be payable separately. In case the cement content in design mix is more then 110% of the specified the minimum cement content,the contractor shall have discretion to either re-design the mix or bear the cost os extra cement. All work upto plint level | Concrete of M25 grade with minimum cement content of 350kg/cum | Cum | 10856.4
Brick Work | 6.1 | Brick work with best available local bricks in foundation and plinth in cement mortar 1:3 (1 cement : 3 fine sand) |  | Cum | 10771.4
Brick Work | 6.2 | Brick work with best available local bricks in foundations and plinth in cement mortar 1:4 (1 cement : 4 fine sand) |  | Cum | 10420.4
Brick Work | 6.3 | Brick work with best available local bricks in foundations and plinth in cement mortar 1:5 (1 cement : 5 fine sand) |  | Cum | 10231.5
Brick Work | 6.4 | Brick work with best available local bricks in foundations and plinth in cement mortar 1:6 (1 cement : 6 fine sand) |  | Cum | 10069.5
Brick Work | 6.5 | Extra for brick work with best available local bricks in superstructure above plinth level up to floor two level |  | Cum | 314.5
Brick Work | 6.7 | Deduct for using 2nd class bricks instead of 1st class, in plain brick work |  | Cum | 656.6
Brick Work | 6.8 | Extra for brick work in square or rectangular pillars |  | Cum | 528.5
Brick Work | 6.9 | Extra for using best available local bricks in circular pillar |  | Cum | 3488.8
Brick Work | 6.10 | Extra for making tapered surface of brick masonry |  | Sqm | 612.1
Brick Work | 6.11 | Half brick masonry (with best available local bricks) in cement mortar 1:3 (1 cement : 3 coarse sand) in foundation and plinth |  | Sqm | 1319.6
Brick Work | 6.12 | Half brick masonry (with best available local bricks) in cement mortar 1:4 (1 cement : 4 coarse sand) in foundation and plinth |  | Sqm | 1279.7
Brick Work | 6.13 | Extra for half brick masonry in superstructure above plinth level and up to floor two level |  | Sqm | 58.5
Brick Work | 6.16 | Brick work with best available local bricks 75 mm thick in cement mortar 1:3 (1 cement : 3 coarse sand) |  | Sqm | 920.1
Brick Work | 6.17 | Extra for cutting or chamfering of bricks to required shape in masonry work |  | Metre | 23.7
Brick Work | 6.18 | Best quality local brick honey-comb half brick work in cement mortar 1:4 (1 cement : 4 fine sand) |  | Sqm | 889.7
Brick Work | 6.20 | Best quality local brick honey-comb half brick work in cement mortar 1:6 (1 cement : 6 fine sand) |  | Sqm | 861.6
Brick Work | 6.22 | Exra for laying brick work in or under foul position |  | Cum | 354.9
Brick Work | 6.23 | Joining old brick work with new work |  | Sqm | 479.8
Brick Work | 6.24 | Providing 75 mm thick 1st class brick drip course at junctions of roofs and walls in cement mortar 1:4 (1 cement : 4 fine sand) |  | Metre | 125.1
Brick Work | 6.25 | Providing 1st class brick on edge drip course at junctions of roofs and walls in cement mortar 1:6 (1 cement : 6 fine sand) |  | Metre | 185.1
Brick Work | 6.26 | Providing 75 mm thick 6 cm projected 1st class brick string course in cement mortar 1:4 (1 cement : 4 fine sand) |  | Metre | 52.2
Stone Work | 7.1 | Random rubble masonry with hard stone in foundations and plinth in cement mortar 1 : 6 (1 cement : 6 fine sand) including levelling up with cement concrete 1 : 6 : 12 (1 cement : 6 coarse sand : 12 stone aggregate 20 mm nominal size) at plinth level |  | Cum | 4361.8
Stone Work | 7.2 | Extra for random rubble masonry with hard stone in superstructure above plinth level and up to floor two level including levelling up with cement concrete 1 : 6 : 12 (1 cement : 6 coarse sand : 12 stone aggregate/shingle 20 mm nominal size) at window sills, ceiling level and the like |  | Cum | 467.5
Stone Work | 7.3 | Extra for random rubble masonry with hard stone in square or rectangular pillars |  | Cum | 585.3
Stone Work | 7.4 | Extra for random rubble masonry with hard stone in circular pillars |  | Cum | 1483.8
Stone Work | 7.5 | Coursed rubble masonry (first sort) with hard stone in foundations and plinth in cement mortar 1 : 6 (1 cement : 6 fine sand) |  | Cum | 5220.4
Stone Work | 7.6 | Coursed rubble masonry (second sort) with hard stone in foundations and plinth in cement mortar 1 : 6 (1 cement : 6 fine sand) |  | Cum | 4866.1
Stone Work | 7.7 | Extra for coursed rubble masonry with hard stone (first or second sort) in superstructure above plinth level and up to floor two level |  | Cum | 424.9
Stone Work | 7.8 | Extra for coursed rubble masonry with hard stone (first or second sort) in square or rectangular pillars |  | Cum | 652.1
Stone Work | 7.9 | Extra for coursed rubble masonry with hard stone (first or second sort) in circular pillars |  | Cum | 1693.2
Stone Work | 7.10 | Masonry with pre-cast cement concrete 1 : 3 : 6 (1 cement : 3 coarse sand : 6 graded stone aggregate 20 mm nominal size) blocks in cement mortar 1 : 3 (1 cement : 3 fine sand) in foundations and plinth |  | Cum | 16284.9
Stone Work | 7.11 | Masonry with pre-cast cement concrete 1 : 3 : 6 (1 cement : 3 coarse sand : 6 graded stone aggregate 20 mm nominal size) blocks in cement mortar 1 : 4 (1 cement : 4 fine sand) in foundations and plinth |  | Cum | 16029.7
Stone Work | 7.12 | Masonry with pre-cast cement concrete 1 : 3 : 6 (1 cement : 3 coarse sand : 6 graded stone aggregate 20 mm nominal size) blocks in cement mortar 1 : 5 (1 cement : 5 fine sand) in foundations and plinth |  | Cum | 15892.3
Stone Work | 7.13 | Masonry with pre-cast cement concrete 1 : 3 : 6 (1 cement : 3 coarse sand : 6 graded stone aggregate 20 mm nominal size) blocks in cement mortar 1 : 6 (1 cement : 6 fine sand) in foundations and plinth |  | Cum | 15774.5
Stone Work | 7.14 | Extra for pre-cast cement concrete block masonry in superstructure above plinth level up to floor two level |  | Cum | 452.7
Stone Work | 7.15 | Random rubble masonry with hard stone in foundations and plinth in cement mortar 1 : 6 (1 cement : 6 fine sand) including levelling up with cement concrete 1 : 6 : 12 (1 cement : 6 coarse sand : 12 stone shingle 20 mm nominal size) at plinth level |  | Cum | 4361.8
Stone Work | 7.16 | Masonry with pre-cast cement concrete 1 : 3 : 6 (1 cement : 3 coarse sand : 6 graded stone shingle 20 mm nominal size) blocks in cement mortar 1 : 3 (1 cement : 3 fine sand) in foundations and plinth |  | Cum | 16284.9
Stone Work | 7.17 | Masonry with pre-cast cement concrete 1 : 3 : 6 (1 cement : 3 coarse sand : 6 graded stone shingle 20 mm nominal size) blocks in cement mortar 1 : 4 (1 cement : 4 fine sand) in foundations and plinth |  | Cum | 16029.7
Stone Work | 7.18 | Masonry with pre-cast cement concrete 1 : 3 : 6 (1 cement : 3 coarse sand : 6 graded stone shingle 20 mm nominal size) blocks in cement mortar 1 : 5 (1 cement : 5 fine sand) in foundations and plinth |  | Cum | 15892.3
Stone Work | 7.19 | Masonry with pre-cast cement concrete 1 : 3 : 6 (1 cement : 3 coarse sand : 6 graded stone shingle 20 mm nominal size) blocks in cement mortar 1 : 6 (1 cement : 6 fine sand) in foundations and plinth |  | Cum | 15774.5
Stone Work | 7.20(a) | Stone tile work for wall lining upto 10 m height with special adhesive over 12 mm thick bed of cement mortar 1:3 (1 cement : 3 coarse sand), including pointing in white cement with an admixture of pigment to match the stone shade | 8mm thick (mirror polished and machine cut edge) | Sqm | 2423.4
Stone Work | 7.21(a) | Providing and fixing 18 mm thick gang saw cut, mirror polished, premoulded and prepolished, machine cut for kitchen platforms, vanity counters, window sills, facias and similar locations of required size, approved shade, colour and texture laid over 20 mm thick base cement mortar 1:4 (1 cement : 4 coarse sand), joints treated with white cement, mixed with matching pigment, epoxy touch ups, including rubbing, curing, moulding and polishing of edges to give high gloss finish etc. complete at all levels | Granite stone slab of colour black, Cherry/Ruby red 18 mm thick (slab area upto 0.50 sqm) | Sqm | 4582.7
Stone Work | 7.21(b) | Providing and fixing 18 mm thick gang saw cut, mirror polished, premoulded and prepolished, machine cut for kitchen platforms, vanity counters, window sills, facias and similar locations of required size, approved shade, colour and texture laid over 20 mm thick base cement mortar 1:4 (1 cement : 4 coarse sand), joints treated with white cement, mixed with matching pigment, epoxy touch ups, including rubbing, curing, moulding and polishing of edges to give high gloss finish etc. complete at all levels | Granite stone slab of colour black, Cherry/Ruby red 18 mm thick (slab area more than 0.50 sqm) (,c) Granite stone slab of all colour and texture except black, Cherry/Ruby red 18 mm thick (slab area upto 0.50 sqm) | Sqm | 4446.2
Stone Work | 7.21(d) | Providing and fixing 18 mm thick gang saw cut, mirror polished, premoulded and prepolished, machine cut for kitchen platforms, vanity counters, window sills, facias and similar locations of required size, approved shade, colour and texture laid over 20 mm thick base cement mortar 1:4 (1 cement : 4 coarse sand), joints treated with white cement, mixed with matching pigment, epoxy touch ups, including rubbing, curing, moulding and polishing of edges to give high gloss finish etc. complete at all levels | Granite stone slab of all colour and texture except black, Cherry/Ruby red 18 mm thick (slab area more than 0.50 sqm) | Sqm | 3200.4
Walling | 8.1 | Single wattle or split bamboo walling including cement plaster 20 mm thick 1 : 6 (1 cement : 6 fine sand) on either side and white washing three or more coats to give an even shade on both faces complete |  | Sqm | 812.5
Walling | 8.3 | Providing 24 SWG corrugated GI sheet walling fixed with 150 x 10 mm 'L' or 'J' hooks bolts and nuts etc complete excluding cost of frame work which shall be paid for separately |  | Sqm | 1272.1
Walling | 8.4 | Providing 24 SWG corrugated GI sheet walling fixed with 150 x 8 mm 'L' or 'J' hooks bolts and nuts etc complete excluding cost of frame work which shall be paid for separately |  | Sqm | 1272.1
Walling | 8.5 | Providing 22 SWG corrugated GI sheet walling fixed with 150 x 10 mm diameter 'L' or 'J' hooks bolts and nuts etc complete excluding cost of frame work which shall be paid for separately |  | Sqm | 1438.9
Walling | 8.6 | Providing 22 SWG corrugated GI sheet walling fixed with 150 x 8 mm 'L' or 'J' hooks bolts and nuts etc complete excluding cost of frame work which shall be paid for separately |  | Sqm | 1438.9
Walling | 8.7 | Providing 22 BWG 144 mesh fly proof wire gauge fixed with wooden beading complete (in walls) beading size 75 x 12 mm |  | Sqm | 569.2
Walling | 8.8 | Providing and fixing 15 cm x 1.25 cm size plank of approved local wood in weather boarded walling with necessary fittings complete excluding cost of frame work which shall be paid for separately but including plaining the planks and fixing the same in inclined position so that the edge of the top plank overlaps the edge of the bottom plank by 50 mm width |  | Sqm | 1389.7
Walling | 8.9 | Single wattle or split bamboo walling including fitting, fixing complete (without plaster) |  | Sqm | 221.5
Walling | 8.10 | Single wattle or split bamboo walling including 20 mm thick mud plaster on either side and white washing 3 or more coats to give an even shade on both faces complete |  | Sqm | 458.7
Walling | 8.11 | Providing and fixing Ist quality ceramic glazed wall tiles conforming to IS: 15622 (thickness to be specified by the manufacturer), of approved make, in all colours, shades except burgundy, bottle green, black of any size as approved by Engineerin- Charge, in skirting, risers of steps and dados, over 12 mm thick bed of cement mortar 1:3 (1 cement : 3 coarse sand) and jointing with grey cement slurry @ 3.3kg per sqm, including pointing in white cement mixed with pigment of matching shade complete |  | Sqm | 1034.5
Wood Work | 9.3(a) | Providing and fixing panelled, glazed or panelled and glazed shutters for doors, windows and clerestory windows including aluminium butt hinges with necessary screws | 38mm thick best available local wood class - B I | Sqm | 3994.6
Wood Work | 9.4(a) | Providing and fixing panelled, glazed or panelled and glazed shutters for doors, windows and clerestory windows including necessary iron butt hinges with necessary screws | 38 mm thick best available local wood, class - B I | Sqm | 3781.6
Wood Work | 9.5 | Providing and fixing 44 mm thick best available local wood Class - B I (19 mm batten and 25 mm bracing) battened and braced doors and windows shutters including providing and fixing necessary bright finished or black enamelled T-hinges, butt hinges, sliding door bolts, tower bolts and handles with necessary bolts and nuts and screws complete |  | Sqm | 3090.1
Wood Work | 9.6(a) | Providing and fixing 38 mm thick wire gauge shutters using galvanized mild steel wire gauge of IS gauge designation 140G with wire of dia 0.56 mm for doors, windows and clerestory windows including anodized aluminum butt hinges with necessary screws | Best available local wood class B-I | Sqm | 3397.5
Wood Work | 9.7(a) | Providing and fixing 30 mm thick wire gauge shutters using galvanized mild steel wire gauge of IS gauge designation 85G with wire of dia 0.56 mm for doors, windows and clerestory windows including iron butt hinges with necessary screws | Best available local wood class -B I | Sqm | 2442.2
Wood Work | 9.8(a) | Providing and fixing 30 mm thick wire gauge shutters using galvanized mild steel wire gauge of IS gauge designation 85G with wire of dia 0.56 mm for doors, windows and clerestory windows including anodized aluminum butt hinges with necessary screws | Approved local wood class A-IV | Sqm | 2968.5
Wood Work | 9.8(b) | Providing and fixing 30 mm thick wire gauge shutters using galvanized mild steel wire gauge of IS gauge designation 85G with wire of dia 0.56 mm for doors, windows and clerestory windows including anodized aluminum butt hinges with necessary screws | 2nd class approved local wood class - B I | Sqm | 2439.2
Wood Work | 9.9(a) | Providing and fixing 30 mm thick wire gauge shutters using galvanized mild steel wire gauge of IS gauge designation 140G with wire of dia 0.56 mm for doors, windows and clerestory windows including bright finished or and black enamelled iron wire butt hinges with necessary screws | 2nd class approved local wood class - B I | Sqm | 2442.2
Wood Work | 9.9(b) | Providing and fixing 30 mm thick wire gauge shutters using galvanized mild steel wire gauge of IS gauge designation 140G with wire of dia 0.56 mm for doors, windows and clerestory windows including bright finished or and black enamelled iron wire butt hinges with necessary screws | Approved local wood class - C | Sqm | 1832.3
Wood Work | 9.10(a) | Providing and fixing best available local wood glazed shutters for doors, windows and clerestory window using 7.5 kg/Sq.m. (3 mm thick glass panes) including black enamelled MS butt hinges with necessary screws | 35 mm thick | Sqm | 3491.6
Wood Work | 9.10(b) | Providing and fixing best available local wood glazed shutters for doors, windows and clerestory window using 7.5 kg/Sq.m. (3 mm thick glass panes) including black enamelled MS butt hinges with necessary screws | 30 mm thick | Sqm | 3282
Wood Work | 9.11(a) | Providing and fixing flush door shutters, decorative type, core of black board construction with frame of 1st class hard wood and well matched 1st class teak ply veneering with vertical grains or cross bands and face veneers on both faces of shutters | 40 mm thick including anodized aluminum butt hinges with necessary screws | Sqm | 2967.1
Wood Work | 9.11(b) | Providing and fixing flush door shutters, decorative type, core of black board construction with frame of 1st class hard wood and well matched 1st class teak ply veneering with vertical grains or cross bands and face veneers on both faces of shutters | 25 mm thick (for cupbaord) including nickel plated bright finished MS piano hinges with necessary screws | Sqm | 2296.3
Wood Work | 9.12(a) | Providing and fixing flush door shutters, non-decorative type, core of black board construction with frame of 1st class hard wood and well matched commercial ply veneering with vertical grains or cross bands and face veneers on both faces of shutters | 40 mm thick including anodised aluminium butt hinges with necessary screws | Sqm | 2651.6
Wood Work | 9.12(b) | Providing and fixing flush door shutters, non-decorative type, core of black board construction with frame of 1st class hard wood and well matched commercial ply veneering with vertical grains or cross bands and face veneers on both faces of shutters | 25 mm thick (for cupbaord) including nickel plated bright finished MS piano hinges with necessary screws | Sqm | 2296.3
Wood Work | 9.13 | Providing and fixing, fly proof galvanized MS wire gauge of IS gauge designation 85 g with wire of dia 0.56 mm to windows and clerestory windows including 62 x 19 mm beading of best available local wood |  | Sqm | 715.2
Wood Work | 9.14(a) | Providing and fixing louvers 50 mm wide in groove in clerestory window frames but excluding cost of frames | Approved local wood 12 mm thick | Sqm | 1815
Wood Work | 9.14(b) | Providing and fixing louvers 50 mm wide in groove in clerestory window frames but excluding cost of frames | Asbestos cement sheet 4 mm thick | Sqm | 633.2
Wood Work | 9.14(c) | Providing and fixing louvers 50 mm wide in groove in clerestory window frames but excluding cost of frames | Glass sheet of 3 mm thick | Sqm | 1059
Wood Work | 9.15(a) | 25mm thick wooden shelves supported on 40 x 4 0 x 6 mm "T" or "L" iron brackets fixed at suitable distance but not exceding 75 cm apart in 7.5 x 7.5 x 15 cm block of cement concrete mix 1 : 3 : 6 (1cement: 3 coarse sand: 6 graded stone aggregate 20 mm nominal size) with | Approved local wood best available class - B | Sqm | 3049
Wood Work | 9.15(b) | 25mm thick wooden shelves supported on 40 x 4 0 x 6 mm "T" or "L" iron brackets fixed at suitable distance but not exceding 75 cm apart in 7.5 x 7.5 x 15 cm block of cement concrete mix 1 : 3 : 6 (1cement: 3 coarse sand: 6 graded stone aggregate 20 mm nominal size) with | 2nd class approved local wood class - B I | Sqm | 3049
Wood Work | 9.16 | Providing and fixing MS round or square bars at required spacing in wooden frames of windows and clerestory windows |  | KG | 124.2
Wood Work | 9.17 | Providing and fixing MS round or square bars with MS flat at required spacing in wooden frames of windows and clerestory windows |  | KG | 110.9
Wood Work | 9.18 | Providing and fixing 40 x 3 mm flat iron hold fasts 40 cm long including fixing to frame with 10 mm dia bolts, nuts and wooden plugs and embedding in cement concrete block 30 x 10 x 15 cm in 1 : 3 : 6 (1 cement : 3 sand : 6 hard stone chips 40 mm nominal size) |  | Each | 137
Wood Work | 9.19 | Providing and fixing 2.50 cm thick approved local wood eaves boards 23 cm wide with necessary mouldings etc |  | Metre | 486.6
Wood Work | 9.20(a) | Supplying and fixing factory made panelled shutters made out of best available hard wood for doors including panelling with panels 12 mm thick commercial veneered teak wood particle boards (Phenyle Bonded) 3 layers flat pressed including applying one coat of approved wood primer | 40 mm thick including anodized aluminum butt hinges with necessary screws | Sqm | 4317.6
Wood Work | 9.20(b) | Supplying and fixing factory made panelled shutters made out of best available hard wood for doors including panelling with panels 12 mm thick commercial veneered teak wood particle boards (Phenyle Bonded) 3 layers flat pressed including applying one coat of approved wood primer | 35 mm thick including anodized aluminum butt hinges with necessary screws | Sqm | 4301.2
Wood Work | 9.20(c) | Supplying and fixing factory made panelled shutters made out of best available hard wood for doors including panelling with panels 12 mm thick commercial veneered teak wood particle boards (Phenyle Bonded) 3 layers flat pressed including applying one coat of approved wood primer | 30 mm thick including anodized aluminum butt hinges with necessary screws | Sqm | 4266.7
Wood Work | 9.21(a) | Supplying and fixing fully glazed shutters made out of best available hard wood for windows and clerestory windows using 7.50 Kg/Sq.m. 3 mm thick glass panes including applying one coat of approved wood primer | 35 mm thick including anodized aluminum butt hinges, with necessary screws | Sqm | 4014.2
Wood Work | 9.21(b) | Supplying and fixing fully glazed shutters made out of best available hard wood for windows and clerestory windows using 7.50 Kg/Sq.m. 3 mm thick glass panes including applying one coat of approved wood primer | 30 mm thick including anodized aluminum butt hinges with necessary screws | Sqm | 3770.5
Wood Work | 9.22(a) | Providing and fixing MS grills of required pattern in wooden frames of windows etc with MS flat, square or round bars with round headed bolts and nuts or by screws | Plain grill | KG | 165.1
Wood Work | 9.22(b) | Providing and fixing MS grills of required pattern in wooden frames of windows etc with MS flat, square or round bars with round headed bolts and nuts or by screws | Ornamental grill | KG | 234.5
Wood Work | 9.25(a) | Providing and fixing MS sliding door bolts, bright finished or and black enamelled with nuts and screws etc complete | 300 x 16 mm | Each | 335.1
Wood Work | 9.25(b) | Providing and fixing MS sliding door bolts, bright finished or and black enamelled with nuts and screws etc complete | 250 x 16 mm | Each | 237.4
Wood Work | 9.26(a) | Providing and fixing MS tower bolts (barrel type) with necessary screws etc complete | 250 x 10 mm | Each | 112.7
Wood Work | 9.26(b) | Providing and fixing MS tower bolts (barrel type) with necessary screws etc complete | 200 x 10 mm | Each | 82.7
Wood Work | 9.26(c) | Providing and fixing MS tower bolts (barrel type) with necessary screws etc complete | 150 x 10 mm | Each | 78.3
Wood Work | 9.26(d) | Providing and fixing MS tower bolts (barrel type) with necessary screws etc complete | 100 x 10 mm | Each | 66.2
Wood Work | 9.27(a) | Providing and fixing MS door latch with necessary screws etc complete | 300 x 20 x 6 mm | Each | 159.4
Wood Work | 9.27(b) | Providing and fixing MS door latch with necessary screws etc complete | 250 x 20 x 6 mm | Each | 144.5
Wood Work | 9.31(a) | Providing and fixing aluminum butt hinges anodised, transparent or dyed to required color or shade with necessary screws etc complete | 125 x 75 x 4 mm | Each | 99.4
Wood Work | 9.31(b) | Providing and fixing aluminum butt hinges anodised, transparent or dyed to required color or shade with necessary screws etc complete | 125 x 63 x 4 mm | Each | 96.8
Wood Work | 9.31(c) | Providing and fixing aluminum butt hinges anodised, transparent or dyed to required color or shade with necessary screws etc complete | 100 x 75 x 4 mm | Each | 76.5
Wood Work | 9.31(d) | Providing and fixing aluminum butt hinges anodised, transparent or dyed to required color or shade with necessary screws etc complete | 100 x 63 x 4 mm | Each | 67.1
Wood Work | 9.31(e) | Providing and fixing aluminum butt hinges anodised, transparent or dyed to required color or shade with necessary screws etc complete | 100 x 63 x 3.2 mm | Each | 75.8
Wood Work | 9.31(f) | Providing and fixing aluminum butt hinges anodised, transparent or dyed to required color or shade with necessary screws etc complete | 75 x 63 x 4 mm | Each | 60.5
Wood Work | 9.31(g) | Providing and fixing aluminum butt hinges anodised, transparent or dyed to required color or shade with necessary screws etc complete | 75 x 63 x 3.2 mm | Each | 59.1
Wood Work | 9.31(h)(i) | Providing and fixing aluminum butt hinges anodised, transparent or dyed to required color or shade with necessary screws etc complete 75 x 45 x 3.2 mm | 50 x 45 x 3.2 mm | Each | 43.7
Wood Work | 9.31(h) | Providing and fixing aluminum butt hinges anodised, transparent or dyed to required color or shade with necessary screws etc complete | 75 x 45 x 3.2 mm | Each | 91.1
Wood Work | 9.32(a) | Providing and fixing aluminum sliding door bolts anodised transparent or dyed to required color or shade with nuts and screws etc complete | 300 x 16 mm | Each | 343.3
Wood Work | 9.32(b) | Providing and fixing aluminum sliding door bolts anodised transparent or dyed to required color or shade with nuts and screws etc complete | 250 x 16 mm | Each | 358.1
Wood Work | 9.33(a) | Providing and fixing aluminum Tower bolts anodized or transparent or dyed to required color or shade with necessary screws etc complete | 300 x 10 mm | Each | 39.8
Wood Work | 9.33(b) | Providing and fixing aluminum Tower bolts anodized or transparent or dyed to required color or shade with necessary screws etc complete | 250 x 10 mm | Each | 36.9
Wood Work | 9.33(c) | Providing and fixing aluminum Tower bolts anodized or transparent or dyed to required color or shade with necessary screws etc complete | 150 x 10 mm | Each | 26.4
Wood Work | 9.33(d) | Providing and fixing aluminum Tower bolts anodized or transparent or dyed to required color or shade with necessary screws etc complete | 100 x 10 mm | Each | 22.5
Wood Work | 9.35 | Providing and fixing 50 cm long aluminum kicking plate 100 x 3.15 mm anodised, transparent or dyed to required color or shade with necessary screws etc complete |  | Each | 279.8
Wood Work | 9.36 | Providing and fixing chromium plated bright finished 100 mm mortice latch and lock with 6 levers and a pair of CP handles with necessary screws etc complete (best make of approved quality) |  | Each | 610.2
Wood Work | 9.37 | Extra for sheet glass panes 5.5 mm thick used instead of ordinary glass panes in glazed or panelled and glazed doors, windows or clerestory windows (total area of shutters to be measured) |  | Sqm | 32.8
Wood Work | 9.40(a) | Providing and fixing louvers 50 mm wide in grooves in clerestory windows frames excluding the cost of frames | Timber class - A IV, 12 mm thick | Sqm | 1817.4
Wood Work | 9.40(b) | Providing and fixing louvers 50 mm wide in grooves in clerestory windows frames excluding the cost of frames | Timber class - B I, 12 mm thick | Sqm | 1603.8
Wood Work | 9.40(c) | Providing and fixing louvers 50 mm wide in grooves in clerestory windows frames excluding the cost of frames | Timber class - B II, Scantling (12 mm thick) | Sqm | 1193.3
Wood Work | 9.40(d) | Providing and fixing louvers 50 mm wide in grooves in clerestory windows frames excluding the cost of frames | Timber class - C, 12 mm thick | Sqm | 1271.3
Wood Work | 9.40(e) | Providing and fixing louvers 50 mm wide in grooves in clerestory windows frames excluding the cost of frames | Asbestos cement sheet 6 mm thick | Sqm | 576.6
Wood Work | 9.40(f) | Providing and fixing louvers 50 mm wide in grooves in clerestory windows frames excluding the cost of frames | Glass sheet 3 mm thick | Sqm | 1059.1
Wood Work | 9.41(a) | Providing and fixing 12 mm thick and 100 mm wide pelmet with 25 mm dia wooden curtain rod and brackets including fixing with 25 x 3 mm MS flat 10 cm long and plugs etc complete | Timber class - A IV | Metre | 402.4
Wood Work | 9.41(b) | Providing and fixing 12 mm thick and 100 mm wide pelmet with 25 mm dia wooden curtain rod and brackets including fixing with 25 x 3 mm MS flat 10 cm long and plugs etc complete | Timber class - B I | Metre | 371.4
Wood Work | 9.41(c) | Providing and fixing 12 mm thick and 100 mm wide pelmet with 25 mm dia wooden curtain rod and brackets including fixing with 25 x 3 mm MS flat 10 cm long and plugs etc complete | Timber class - B II | Metre | 336
Wood Work | 9.41(d) | Providing and fixing 12 mm thick and 100 mm wide pelmet with 25 mm dia wooden curtain rod and brackets including fixing with 25 x 3 mm MS flat 10 cm long and plugs etc complete | Timber class - C | Metre | 354.2
Wood Work | 9.42 | Providing and fixing 12 mm thick and 100 mm wide pelmet of flat pressed 3 layer particle board (medium density) with 25 mm dia second class teak wood curtain rod and brackets including fixing with 25 x 3 mm MS flat 10 cm long and plugs etc complete |  | Metre | 544.8
Wood Work | 9.43(a) | Extra for using veneered particle board in item on pelmets 12 mm thick and 100 mm wide | Teak wood veneering each face | Metre | 265.8
Wood Work | 9.43(b) | Extra for using veneered particle board in item on pelmets 12 mm thick and 100 mm wide | Commercial wood veneering each face | Metre | 196.3
Wood Work | 9.44(a) | Providing and fixing 12 mm thick and 150 mm wide pelmet with 25 mm dia wooden curtain rod and brackets including fixing with 25 x 3 mm MS flat 10 cm long and plugs etc complete | Timber class - A IV | Metre | 486.4
Wood Work | 9.44(b) | Providing and fixing 12 mm thick and 150 mm wide pelmet with 25 mm dia wooden curtain rod and brackets including fixing with 25 x 3 mm MS flat 10 cm long and plugs etc complete | Timber class - B I | Metre | 450.3
Wood Work | 9.44(c) | Providing and fixing 12 mm thick and 150 mm wide pelmet with 25 mm dia wooden curtain rod and brackets including fixing with 25 x 3 mm MS flat 10 cm long and plugs etc complete | Timber class - B II | Metre | 409
Wood Work | 9.44(d) | Providing and fixing 12 mm thick and 150 mm wide pelmet with 25 mm dia wooden curtain rod and brackets including fixing with 25 x 3 mm MS flat 10 cm long and plugs etc complete | Timber class - C | Metre | 430.3
Wood Work | 9.45 | Providing and fixing 12 mm thick and 150 mm wide pelmet of flat pressed 3 layer particle board (medium density) with 25 mm dia second class teak wood curtain rod and brackets including fixing with 25 x 3 mm MS flat 10 cm long and plugs etc complete |  | Metre | 697.7
Wood Work | 9.46(a) | Extra for using veneered particle board in item of pelmet 12 mm thick and 150 mm wide | Teak wood veneering each face | Metre | 207.1
Wood Work | 9.46(b) | Extra for using veneered particle board in item of pelmet 12 mm thick and 150 mm wide | Commercial wood vaneering each face | Metre | 239.4
Wood Work | 9.47 | Providing and fixing 25 mm dia first class Indian teak wood curtain rods with brackets plugs etc wherever required |  | Metre | 142.4
Wood Work | 9.48(a) | Providing and fixing 38 mm panelled glazed or panelled and glazed partitions fixed to frames with iron screws etc complete (frames to paid separately) | Timber class - A IV | Sqm | 3708.5
Wood Work | 9.48(b) | Providing and fixing 38 mm panelled glazed or panelled and glazed partitions fixed to frames with iron screws etc complete (frames to paid separately) | Timber class - B I | Sqm | 3322.2
Wood Work | 9.48(c) | Providing and fixing 38 mm panelled glazed or panelled and glazed partitions fixed to frames with iron screws etc complete (frames to paid separately) | Timber class - B II | Sqm | 3041
Wood Work | 9.49 | Providing and fixing plain asbestos cement sheet 6 mm thick in partitions including fixing to frames with brass screws etc complete with 50 x 12 mm soft wood (chamal wood) beading (frames to be paid separately) |  | Sqm | 695.1
Wood Work | 9.50(a) | Providing and fixing in partitions 4 mm thick hard board of approved quality including fixing in frames with brass screws etc complete with 50 x 12 mm wooden beading (frames to be paid separately) | Timber class - B I | Sqm | 876
Wood Work | 9.50(b) | Providing and fixing in partitions 4 mm thick hard board of approved quality including fixing in frames with brass screws etc complete with 50 x 12 mm wooden beading (frames to be paid separately) | Timber class - A IV | Sqm | 890
Wood Work | 9.52(a) | 25mm thick wooden shelves supported on 40 x 4 0 x 6 mm "T" or "L" iron brackets fixed at suitable distance but not exceding 75 cm apart in 7.5 x 7.5 x 15 cm block of cement concrete mix 1 : 3 : 6 (1cement: 3 coarse sand: 6 graded stone shingle 20 mm nominal size) with | Approved local wood best available class - B | Sqm | 3049
Wood Work | 9.52(b) | 25mm thick wooden shelves supported on 40 x 4 0 x 6 mm "T" or "L" iron brackets fixed at suitable distance but not exceding 75 cm apart in 7.5 x 7.5 x 15 cm block of cement concrete mix 1 : 3 : 6 (1cement: 3 coarse sand: 6 graded stone shingle 20 mm nominal size) with | 2nd class approved local wood class - B I | Sqm | 3049
Wood Work | 9.53 | Providing and fixing 40 x 3 mm flat iron hold fasts 40 cm long including fixing to frame with 10 mm dia bolts, nuts and wooden plugs and embedding in cement concrete block 30 x 10 x 15 cm in 1 : 3 : 6 (1 cement : 3 sand : 6 hard stone shingle 40 mm nominal size) |  | Each | 137.5
Steel Work | 10.1(a) | Steel work in single section including cutting, hoisting, fixing in position and applying a priming coat of red lead paint | In RS Joists | Quintal | 11353
Steel Work | 10.1(b) | Steel work in single section including cutting, hoisting, fixing in position and applying a priming coat of red lead paint | In Tees, Angles and Channels | Quintal | 11556.6
Steel Work | 10.1(c) | Steel work in single section including cutting, hoisting, fixing in position and applying a priming coat of red lead paint | In Flats up to 10 mm in thickness | Quintal | 10653.1
Steel Work | 10.2(a) | Steel work riveted or bolted in built up sections, trusses and framed work including cutting, hoisting, fixing in position and applying a priming coat of red lead paint | In RS Joists | Quintal | 11319
Steel Work | 10.2(b) | Steel work riveted or bolted in built up sections, trusses and framed work including cutting, hoisting, fixing in position and applying a priming coat of red lead paint | In Tees, Angles, Flats and Channels | Quintal | 12562.3
Steel Work | 10.3 | Providing and fixing in position collapsible steel shutters with vertical channels 20 mm x 10 mm x 2 mm and braced with flat iron diagonals 20 mm x 5 mm size with top and bottom rails of T iron 40 mm x 40 mm x 6 mm with 38 mm dia steel pulleys complete with bolts, nuts, locking arrangements, stoppers, handles including applying a priming coat of red lead paint |  | Sqm | 9996
Steel Work | 10.4 | Providing and fixing MS fan clamp type I of 16 mm dia MS bar bent to shape with hooked ends in RCC slabs during lying including painting the exposed portion of loop all as per standard design complete |  | Each | 193.6
Steel Work | 10.6 | Supplying and fixing rolling shutters of approved make, made of 80 x 1.25 mm MS laths interlocked together through their entire length and jointed together at the end by end locks mounted on specially designed pipe shaft with brackets, side guides and arrangements for inside and outside locking with push and pull operation complete but excluding the cost of the top cover and spring |  | Sqm | 2761.9
Steel Work | 10.7 | Providing and fixing 27.5 cm long wire spring grade No. 2 for rolling shutters |  | Each | 650.7
Steel Work | 10.8 | Providing and fixing top cover for rolling shutters |  | Metre | 1031.9
Steel Work | 10.9 | Providing and fixing ball bearing for rolling shutters |  | Each | 633.2
Steel Work | 10.10 | Providing and fixing MS round holding down bolts with nuts and washer plates etc complete |  | Quintal | 15072.9
Steel Work | 10.11 | Providing and fixing bolts up to 300 mm in length including nuts and washers complete |  | Quintal | 20301
Steel Work | 10.12 | Providing and fixing bolts above 300 mm in length including nuts and washers complete |  | Quintal | 20301
Steel Work | 10.13 | Providing and fixing MS rivets of sizes in position |  | Quintal | 25889.9
Steel Work | 10.16 | Steel work in built up tubular trusses including cutting, hoisting, fixing in position and applying a priming coat of approved steel primer welded and bolted including special shaped washers etc complete (welding to be paid separately) |  | KG | 142.4
Steel Work | 10.17 | Providing and fixing T-iron frames for doors, windows and ventilators of MS Tee sections joints mitred and welded with 15 x 3 mm legs, 10 cm long embedded in cement concrete block 15 cm x 10 cm x 10 cm size of 1 : 3 : 6 (1 cement : 3 coarse sand : 6 graded aggregate 20 mm nominal size) or with wooden plugs and screws or rawl plugs and screws or with fixing clips or bolt and nuts as required, including fixing of necessary butt hinges and screws and applying a priming coat of approved primer |  | KG | 134.2
Steel Work | 10.18 | Providing and fixing T-iron frames for doors, windows and ventilators of MS Tee sections joints mitred and welded with 15 x 3 mm legs, 10 cm long embedded in cement concrete block 15 cm x 10 cm x 10 cm size of 1 : 3 : 6 (1 cement : 3 coarse sand : 6 graded shingle 20 mm nominal size) or with wooden plugs and screws or rawl plugs and screws or with fixing clips or bolt and nuts as required, including fixing of necessary butt hinges and screws and applying a priming coat of approved primer |  | KG | 134.2
Steel Work | 10.19(a) | Fixing standard steel glazed doors, windows and ventilators in walls, including fixing of float glass panes with glazing clips and special metal-sash putty of approved make, or metal beading with screws, (only steel windows, glass panes cut to size and glazing clips or metal beading with screws, shall be supplied by department free of cost | Fixing with 15x3 mm lugs 10 cm long embedded in cement concrete block 15x10x10 cm of C.C. 1:3:6 (1 Cement : 3 coarse sand : 6 graded stone aggregate 20 mm nominal size) | KG | 58.4
Steel Work | 10.19(b) | Fixing standard steel glazed doors, windows and ventilators in walls, including fixing of float glass panes with glazing clips and special metal-sash putty of approved make, or metal beading with screws, (only steel windows, glass panes cut to size and glazing clips or metal beading with screws, shall be supplied by department free of cost | Fixing with carbon steel galvanised dash fastener of required dia and size (to be paid for separately) | KG | 32.2
Steel Work | 10.20(a) | Providing and fixing factory made ISI marked steel glazed doors, windows and ventilators, side /top /centre hung, with beading and all members such as F7D,F4B, K11 B and K12 B etc. complete of standard rolled steel sections, joints mitred and flash butt welded and sash bars tenoned and riveted, including providing and fixing of hinges, pivots, including priming coat of approved steel primer, but excluding the cost of other fittings, complete all as per approved design, (sectional weight of only steel members shall be measured for payment) | Fixing with 15x3 mm lugs 10 cm long embedded in cement concrete block 15x10x10 cm of C.C. 1:3:6 (1 Cement : 3 coarse sand : 6 graded stone aggregate 20 mm nominal size) | KG | 157.5
Steel Work | 10.20(b) | Providing and fixing factory made ISI marked steel glazed doors, windows and ventilators, side /top /centre hung, with beading and all members such as F7D,F4B, K11 B and K12 B etc. complete of standard rolled steel sections, joints mitred and flash butt welded and sash bars tenoned and riveted, including providing and fixing of hinges, pivots, including priming coat of approved steel primer, but excluding the cost of other fittings, complete all as per approved design, (sectional weight of only steel members shall be measured for payment) | Fixing with carbon steel galvanised dash fastener of required dia and size (to be paid for separately) | KG | 102.5
Steel Work | 10.21 | Extra for providing and fixing steel beading of size 10 x 10 x 1.6 mm (box type), approved shape and section with screws instead of glazing clips and metal sash putty, in steel doors, windows, ventilators and composite units |  | Metre | 58.7
Steel Work | 10.22(a)(i) | Providing and fixing pressed steel door frames conforming to IS: 4351, manufactured from commercial mild steel sheet of 1.60 mm thickness, including hinges, jamb, lock jamb, bead and if required angle threshold of mild steel angle of section 50x25 mm, or base ties of 1.60 mm, pressed mild steel welded or rigidly fixed together by mechanical means, including M.S. pressed butt hinges 2.5 mm thick with mortar guards, lock strike- plate and shock absorbers as specified and applying a coat of approved steel primer after pre-treatment of the surface as directed by Engineer-in-charge Profile B | Fixing with adjustable lugs with split end tail to each jamb | Metre | 446.2
Steel Work | 10.22(a)(ii) | Providing and fixing pressed steel door frames conforming to IS: 4351, manufactured from commercial mild steel sheet of 1.60 mm thickness, including hinges, jamb, lock jamb, bead and if required angle threshold of mild steel angle of section 50x25 mm, or base ties of 1.60 mm, pressed mild steel welded or rigidly fixed together by mechanical means, including M.S. pressed butt hinges 2.5 mm thick with mortar guards, lock strike- plate and shock absorbers as specified and applying a coat of approved steel primer after pre-treatment of the surface as directed by Engineer-in-charge Profile B | Fixing with carbon steel galvanised dash fastener of required dia and size (to be paid for separately) | Metre | 431.4
Steel Work | 10.22(b)(i) | Providing and fixing pressed steel door frames conforming to IS: 4351, manufactured from commercial mild steel sheet of 1.60 mm thickness, including hinges, jamb, lock jamb, bead and if required angle threshold of mild steel angle of section 50x25 mm, or base ties of 1.60 mm, pressed mild steel welded or rigidly fixed together by mechanical means, including M.S. pressed butt hinges 2.5 mm thick with mortar guards, lock strike- plate and shock absorbers as specified and applying a coat of approved steel primer after pre-treatment of the surface as directed by Engineer-in-charge Profile C | Fixing with adjustable lugs with split end tail to each jamb | Metre | 474.6
Steel Work | 10.22(b)(ii) | Providing and fixing pressed steel door frames conforming to IS: 4351, manufactured from commercial mild steel sheet of 1.60 mm thickness, including hinges, jamb, lock jamb, bead and if required angle threshold of mild steel angle of section 50x25 mm, or base ties of 1.60 mm, pressed mild steel welded or rigidly fixed together by mechanical means, including M.S. pressed butt hinges 2.5 mm thick with mortar guards, lock strike- plate and shock absorbers as specified and applying a coat of approved steel primer after pre-treatment of the surface as directed by Engineer-in-charge Profile C | Fixing with carbon steel galvanised dash fastener of required dia and size (to be paid for separately) | Metre | 459.7
Steel Work | 10.22(c)(i) | Providing and fixing pressed steel door frames conforming to IS: 4351, manufactured from commercial mild steel sheet of 1.60 mm thickness, including hinges, jamb, lock jamb, bead and if required angle threshold of mild steel angle of section 50x25 mm, or base ties of 1.60 mm, pressed mild steel welded or rigidly fixed together by mechanical means, including M.S. pressed butt hinges 2.5 mm thick with mortar guards, lock strike- plate and shock absorbers as specified and applying a coat of approved steel primer after pre-treatment of the surface as directed by Engineer-in-charge Profile E | Fixing with adjustable lugs with split end tail to each jamb | Metre | 516.4
Steel Work | 10.22(c)(ii) | Providing and fixing pressed steel door frames conforming to IS: 4351, manufactured from commercial mild steel sheet of 1.60 mm thickness, including hinges, jamb, lock jamb, bead and if required angle threshold of mild steel angle of section 50x25 mm, or base ties of 1.60 mm, pressed mild steel welded or rigidly fixed together by mechanical means, including M.S. pressed butt hinges 2.5 mm thick with mortar guards, lock strike- plate and shock absorbers as specified and applying a coat of approved steel primer after pre-treatment of the surface as directed by Engineer-in-charge Profile E | Fixing with carbon steel galvanised dash fastener of required dia and size (to be paid for separately) | Metre | 501.5
Steel Work | 10.23(a) | Steel work welded in built up sections/ framed work, including cutting, hoisting, fixing in position and applying a priming coat of approved steel primer using structural steel etc. as required | In stringers, treads, landings etc. of stair cases, including use of chequered plate wherever required, all complete | KG | 159.9
Steel Work | 10.23(b) | Steel work welded in built up sections/ framed work, including cutting, hoisting, fixing in position and applying a priming coat of approved steel primer using structural steel etc. as required | In gratings, frames, guard bar, ladder, railings, brackets, gates and similar works | KG | 147.4
Steel Work | 10.24(b) | Providing and fixing hand rail of approved size by welding etc. to steel ladder railing, balcony railing, staircase railing and similar works, including applying priming coat of approved steel primer | E.R.W. tubes | KG | 148.1
Steel Work | 10.24(c) | Providing and fixing hand rail of approved size by welding etc. to steel ladder railing, balcony railing, staircase railing and similar works, including applying priming coat of approved steel primer | G.I. pipes | KG | 298.5
Steel Work | 10.25 | Providing and fixing stainless steel (Grade 304) railing made of Hollow tubes, channels, plates etc., including welding, grinding, buffing, polishing and making curvature (wherever required) and fitting the same with necessary stainless steel nuts and bolts complete, i/c fixing the railing with necessary accessories & stainless steel dash fasteners, stainless steel bolts etc., of required size, on the top of the floor or the side of waist slab with suitable arrangement as per approval of Engineer-in-charge, (for payment purpose only weight of stainless steel members shall be considered excluding fixing accessories such as nuts, bolts, fasteners etc.) |  | KG | 606.3
Flooring | 11.2(a) | Cement concrete flooring 1 : 2 : 4 (1 cement : 2 coarse sand : 4 graded stone aggregate 20 mm nominal size) finished with a floating coat of neat cement | 40 mm thick | Sqm | 517.6
Flooring | 11.2(b) | Cement concrete flooring 1 : 2 : 4 (1 cement : 2 coarse sand : 4 graded stone aggregate 20 mm nominal size) finished with a floating coat of neat cement | 50 mm thick | Sqm | 600.1
Flooring | 11.2(c) | Cement concrete flooring 1 : 2 : 4 (1 cement : 2 coarse sand : 4 graded stone aggregate 20 mm nominal size) finished with a floating coat of neat cement | 75 mm thick | Sqm | 803.1
Flooring | 11.4 | Add or deduct per 1kg for using more or less than 3.5 kg of red oxide of iron per 50 kg of cement in 40 mm thick red oxide flooring |  | Sqm | 57.3
Flooring | 11.5(a) | Cement plaster skirting (up to 30 cm height) with cement mortar 1 : 3 (1 cement : 3 coarse sand) finished with a floating coat of neat cement, including rounding of junctions with floor | 18 mm thick | Sqm | 474.5
Flooring | 11.5(b) | Cement plaster skirting (up to 30 cm height) with cement mortar 1 : 3 (1 cement : 3 coarse sand) finished with a floating coat of neat cement, including rounding of junctions with floor | 21 mm thick | Sqm | 497.8
Flooring | 11.6(a) | Red oxide plaster skirting (up to 30 cm height) with top layer of 6 mm thick plaster of cement red oxide mix (using 3.5 kgs of red oxide of iron per 50 kg of cement) in mortar 1 : 3 (1 cement : 3 coarse sand) finished with floating coat of cement red oxide mix of same proportion | 18 mm thick with under layer 12 mm thick cement plaster 1 : 3 (1 cement : 3 coarse sand) | Sqm | 592.9
Flooring | 11.6(b) | Red oxide plaster skirting (up to 30 cm height) with top layer of 6 mm thick plaster of cement red oxide mix (using 3.5 kgs of red oxide of iron per 50 kg of cement) in mortar 1 : 3 (1 cement : 3 coarse sand) finished with floating coat of cement red oxide mix of same proportion | 21 mm thick with under layer 15 mm thick cement plaster 1 : 3 (1 cement : 3 coarse sand) | Sqm | 614.6
Flooring | 11.7 | Add or deduct per 1Kg for using more or less than 3.5 kgs of red oxide of iron per 50 kg of cement in 18 mm or 21 mm thick red oxide plaster skirting |  | Sqm | 32.4
Flooring | 11.8(a) | 40 mm thick marble chips flooring rubbed and polished to granolithic finish, under layer 34 mm thick cement concrete 1 : 2 : 4 (1 cement : 2 coarse sand : 4 graded stones aggregate 12.5 mm nominal size) and top layer 6 mm thick with white, black or white and black marble chips of sizes from 1 mm to 4 mm nominal size, laid in cement marble powder mix 3 : 1 (3 cement : 1 marble powder) by weight in proportion of 4 : 7 (4 cement marble powder mix : 7 marble chips by volume) | Dark shade pigment with ordinary cement | Sqm | 1587.3
Flooring | 11.8(b) | 40 mm thick marble chips flooring rubbed and polished to granolithic finish, under layer 34 mm thick cement concrete 1 : 2 : 4 (1 cement : 2 coarse sand : 4 graded stones aggregate 12.5 mm nominal size) and top layer 6 mm thick with white, black or white and black marble chips of sizes from 1 mm to 4 mm nominal size, laid in cement marble powder mix 3 : 1 (3 cement : 1 marble powder) by weight in proportion of 4 : 7 (4 cement marble powder mix : 7 marble chips by volume) | Light shade pigment with white cement | Sqm | 1684.8
Flooring | 11.8(c) | 40 mm thick marble chips flooring rubbed and polished to granolithic finish, under layer 34 mm thick cement concrete 1 : 2 : 4 (1 cement : 2 coarse sand : 4 graded stones aggregate 12.5 mm nominal size) and top layer 6 mm thick with white, black or white and black marble chips of sizes from 1 mm to 4 mm nominal size, laid in cement marble powder mix 3 : 1 (3 cement : 1 marble powder) by weight in proportion of 4 : 7 (4 cement marble powder mix : 7 marble chips by volume) | Medium shade pigment with approximately 50% white cement and 50% ordinary cement | Sqm | 1622.6
Flooring | 11.8(d) | 40 mm thick marble chips flooring rubbed and polished to granolithic finish, under layer 34 mm thick cement concrete 1 : 2 : 4 (1 cement : 2 coarse sand : 4 graded stones aggregate 12.5 mm nominal size) and top layer 6 mm thick with white, black or white and black marble chips of sizes from 1 mm to 4 mm nominal size, laid in cement marble powder mix 3 : 1 (3 cement : 1 marble powder) by weight in proportion of 4 : 7 (4 cement marble powder mix : 7 marble chips by volume) | White cement without any pigment | Sqm | 1607.1
Flooring | 11.8(e) | 40 mm thick marble chips flooring rubbed and polished to granolithic finish, under layer 34 mm thick cement concrete 1 : 2 : 4 (1 cement : 2 coarse sand : 4 graded stones aggregate 12.5 mm nominal size) and top layer 6 mm thick with white, black or white and black marble chips of sizes from 1 mm to 4 mm nominal size, laid in cement marble powder mix 3 : 1 (3 cement : 1 marble powder) by weight in proportion of 4 : 7 (4 cement marble powder mix : 7 marble chips by volume) | Light shade pigment with ordinary cement | Sqm | 1559.2
Flooring | 11.9(a) | 40 mm thick marble chips flooring, rubbed and polished to granolithic finish under layer 31 mm thick cement concrete 1 : 2 : 4 (1 cement : 2 coarse sand : 4 graded stone aggregate 12.5 mm nominal size) and top layer 9 mm thick with white, black or white and black marble chips of sizes from 4 mm to 7 mm nominal size, laid in cement marble powder mix 3 : 1 (3 cement : 1 marble powder) by weight in proportion of 4 : 7 (4 cement marble powder mix : 7 marble chips) by volume | Dark shade pigment with ordinary cement | Sqm | 1649.9
Flooring | 11.9(b) | 40 mm thick marble chips flooring, rubbed and polished to granolithic finish under layer 31 mm thick cement concrete 1 : 2 : 4 (1 cement : 2 coarse sand : 4 graded stone aggregate 12.5 mm nominal size) and top layer 9 mm thick with white, black or white and black marble chips of sizes from 4 mm to 7 mm nominal size, laid in cement marble powder mix 3 : 1 (3 cement : 1 marble powder) by weight in proportion of 4 : 7 (4 cement marble powder mix : 7 marble chips) by volume | Light shade pigment with white cement | Sqm | 1799.5
Flooring | 11.9(c) | 40 mm thick marble chips flooring, rubbed and polished to granolithic finish under layer 31 mm thick cement concrete 1 : 2 : 4 (1 cement : 2 coarse sand : 4 graded stone aggregate 12.5 mm nominal size) and top layer 9 mm thick with white, black or white and black marble chips of sizes from 4 mm to 7 mm nominal size, laid in cement marble powder mix 3 : 1 (3 cement : 1 marble powder) by weight in proportion of 4 : 7 (4 cement marble powder mix : 7 marble chips) by volume | Medium shade pigment with approximately 50% white cement and 50% ordinary cement | Sqm | 1700.1
Flooring | 11.9(d) | 40 mm thick marble chips flooring, rubbed and polished to granolithic finish under layer 31 mm thick cement concrete 1 : 2 : 4 (1 cement : 2 coarse sand : 4 graded stone aggregate 12.5 mm nominal size) and top layer 9 mm thick with white, black or white and black marble chips of sizes from 4 mm to 7 mm nominal size, laid in cement marble powder mix 3 : 1 (3 cement : 1 marble powder) by weight in proportion of 4 : 7 (4 cement marble powder mix : 7 marble chips) by volume | White cement without any pigment | Sqm | 1705.2
Flooring | 11.9(e) | 40 mm thick marble chips flooring, rubbed and polished to granolithic finish under layer 31 mm thick cement concrete 1 : 2 : 4 (1 cement : 2 coarse sand : 4 graded stone aggregate 12.5 mm nominal size) and top layer 9 mm thick with white, black or white and black marble chips of sizes from 4 mm to 7 mm nominal size, laid in cement marble powder mix 3 : 1 (3 cement : 1 marble powder) by weight in proportion of 4 : 7 (4 cement marble powder mix : 7 marble chips) by volume | Light shade pigment with ordinary cement | Sqm | 1595.8
Flooring | 11.10(a) | 40 mm thick marble chips flooring, rubbed and polished to granolithic finish under layer 28 mm thick cement concrete 1 : 2 : 4 (1 cement : 2 coarse sand : 4 graded stone aggregate 12.5 mm nominal size) and top layer 12 mm thick with white, black or white and black marble chips of sized from 7 mm to 10 mm nominal size, laid in cement marble powder mix 3 : 1 (3 cement : 1 marble powder) by weight in proportion of 2 : 3 (2 cement marble powder mix : 3 marble chips) by volume | Dark shade pigment with ordinary cement | Sqm | 1737.1
Flooring | 11.10(b) | 40 mm thick marble chips flooring, rubbed and polished to granolithic finish under layer 28 mm thick cement concrete 1 : 2 : 4 (1 cement : 2 coarse sand : 4 graded stone aggregate 12.5 mm nominal size) and top layer 12 mm thick with white, black or white and black marble chips of sized from 7 mm to 10 mm nominal size, laid in cement marble powder mix 3 : 1 (3 cement : 1 marble powder) by weight in proportion of 2 : 3 (2 cement marble powder mix : 3 marble chips) by volume | Light shade pigment with white cement | Sqm | 1932.2
Flooring | 11.10(c) | 40 mm thick marble chips flooring, rubbed and polished to granolithic finish under layer 28 mm thick cement concrete 1 : 2 : 4 (1 cement : 2 coarse sand : 4 graded stone aggregate 12.5 mm nominal size) and top layer 12 mm thick with white, black or white and black marble chips of sized from 7 mm to 10 mm nominal size, laid in cement marble powder mix 3 : 1 (3 cement : 1 marble powder) by weight in proportion of 2 : 3 (2 cement marble powder mix : 3 marble chips) by volume | Medium shade pigment with approximately 50% white cement and 50% ordinary cement | Sqm | 1807.5
Flooring | 11.10(d) | 40 mm thick marble chips flooring, rubbed and polished to granolithic finish under layer 28 mm thick cement concrete 1 : 2 : 4 (1 cement : 2 coarse sand : 4 graded stone aggregate 12.5 mm nominal size) and top layer 12 mm thick with white, black or white and black marble chips of sized from 7 mm to 10 mm nominal size, laid in cement marble powder mix 3 : 1 (3 cement : 1 marble powder) by weight in proportion of 2 : 3 (2 cement marble powder mix : 3 marble chips) by volume | White cement without any pigment | Sqm | 1813.8
Flooring | 11.10(e) | 40 mm thick marble chips flooring, rubbed and polished to granolithic finish under layer 28 mm thick cement concrete 1 : 2 : 4 (1 cement : 2 coarse sand : 4 graded stone aggregate 12.5 mm nominal size) and top layer 12 mm thick with white, black or white and black marble chips of sized from 7 mm to 10 mm nominal size, laid in cement marble powder mix 3 : 1 (3 cement : 1 marble powder) by weight in proportion of 2 : 3 (2 cement marble powder mix : 3 marble chips) by volume | Light shade pigment with ordinary cement | Sqm | 1661.4
Flooring | 11.12(a) | Extra/Less, if chocolate, grey or yellow marble chips are used instead of white, black or white and black chips in marble chips flooring or skirting in | Top 6 mm thick layer | Sqm | 1.3
Flooring | 11.12(b) | Extra/Less, if chocolate, grey or yellow marble chips are used instead of white, black or white and black chips in marble chips flooring or skirting in | Top 9 mm thick layer | Sqm | 3.3
Flooring | 11.12(c) | Extra/Less, if chocolate, grey or yellow marble chips are used instead of white, black or white and black chips in marble chips flooring or skirting in | Top 12 mm thick layer | Sqm | 4.4
Flooring | 11.13(a) | Extra/Less, if Baroda green marble chips are used instead of white, black or white and black chips in marble chips flooring or skirting in | Top 6 mm thick layer | Sqm | 15.4
Flooring | 11.13(b) | Extra/Less, if Baroda green marble chips are used instead of white, black or white and black chips in marble chips flooring or skirting in | Top 9 mm thick layer | Sqm | 23.1
Flooring | 11.13(c) | Extra/Less, if Baroda green marble chips are used instead of white, black or white and black chips in marble chips flooring or skirting in | Top 12 mm thick layer | Sqm | 30.7
Flooring | 11.14 | Extra for providing and fixing aluminum strips 40 mm wide and 1.6 mm thick in joints of terrazzo floor |  | Sqm | 103.9
Flooring | 11.15(a) | Extra for providing and fixing glass strips in joints of terrazzo floor | 40 mm wide and 4 mm thick | Sqm | 108.7
Flooring | 11.15(b) | Extra for providing and fixing glass strips in joints of terrazzo floor | 40 mm wide and 6 mm thick | Sqm | 114.6
Flooring | 11.16 | Extra for terrazzo flooring laid as floor borders, margins and similar bands exceeding 7.5 cm but not exceeding 30 cm in width |  | Sqm | 37.7
Flooring | 11.17 | Extra for laying terrazzo flooring on stairs case treads not exceeding 30 cm in width including the cost of forming, nosing etc |  | Sqm | 56.6
Flooring | 11.18(a) | Pre-cast terrazzo tiles 20 mm thick with white, black or white and black marble chips of sizes up to 6 mm laid in floor, treads of steps and landings on 25 mm thick bed of cement mortar 1 : 3 (1 cement : 3 coarse sand) jointed with neat cement slurry mixed with pigment to match the shade of the tiles including rubbing and polishing complete with pre-cast tiles of | Light shade using white cement | Sqm | 1988.9
Flooring | 11.18(b) | Pre-cast terrazzo tiles 20 mm thick with white, black or white and black marble chips of sizes up to 6 mm laid in floor, treads of steps and landings on 25 mm thick bed of cement mortar 1 : 3 (1 cement : 3 coarse sand) jointed with neat cement slurry mixed with pigment to match the shade of the tiles including rubbing and polishing complete with pre-cast tiles of | Medium shade using approximately 50% white cement and 50% ordinary cement | Sqm | 1921.2
Flooring | 11.18(c) | Pre-cast terrazzo tiles 20 mm thick with white, black or white and black marble chips of sizes up to 6 mm laid in floor, treads of steps and landings on 25 mm thick bed of cement mortar 1 : 3 (1 cement : 3 coarse sand) jointed with neat cement slurry mixed with pigment to match the shade of the tiles including rubbing and polishing complete with pre-cast tiles of | Dark shade using ordinary cement | Sqm | 1882.9
Flooring | 11.19(a) | Pre-cast terrazzo tiles 20 mm thick with marble chips of sizes upto 6 mm in skirting and risers of steps not exceeding 30 cm in height on 12 mm thick cement plaster 1 : 3 (1 cement : 3 coarse sand) jointed with neat cement slurry including rubbing and polishing complete with tiles of | Light shades using white cement | Sqm | 2205.4
Flooring | 11.19(b) | Pre-cast terrazzo tiles 20 mm thick with marble chips of sizes upto 6 mm in skirting and risers of steps not exceeding 30 cm in height on 12 mm thick cement plaster 1 : 3 (1 cement : 3 coarse sand) jointed with neat cement slurry including rubbing and polishing complete with tiles of | Medium shade using approximately 50% white cement and 50% ordinary cement | Sqm | 2103.8
Flooring | 11.19(c) | Pre-cast terrazzo tiles 20 mm thick with marble chips of sizes upto 6 mm in skirting and risers of steps not exceeding 30 cm in height on 12 mm thick cement plaster 1 : 3 (1 cement : 3 coarse sand) jointed with neat cement slurry including rubbing and polishing complete with tiles of | Dark shade using ordinary cement | Sqm | 2046.4
Flooring | 11.20(a) | Pre-cast terrazzo tiles 20 mm thick with marble chips of sizes up to 6 mm fixed on wall on 12 mm thick cement plaster 1 : 3 (1 cement : 3 coarse sand) jointed with neat cement slurry including rubbing and polishing complete with tiles of | Light shades using white cement | Sqm | 2150.3
Flooring | 11.20(b) | Pre-cast terrazzo tiles 20 mm thick with marble chips of sizes up to 6 mm fixed on wall on 12 mm thick cement plaster 1 : 3 (1 cement : 3 coarse sand) jointed with neat cement slurry including rubbing and polishing complete with tiles of | Medium shade pigment with approximately 50% white cement and 50% ordinary cement | Sqm | 2048.7
Flooring | 11.20(c) | Pre-cast terrazzo tiles 20 mm thick with marble chips of sizes up to 6 mm fixed on wall on 12 mm thick cement plaster 1 : 3 (1 cement : 3 coarse sand) jointed with neat cement slurry including rubbing and polishing complete with tiles of | Dark shade using ordinary cement | Sqm | 1991.3
Flooring | 11.21(a) | Chequered terrazzo tiles 22 mm thick with marble chips of sizes upto 6mm in floors on 25 mm thick bed mortar 1 : 3 (1 cement : 3 coarse sand) jointed with neat cement slurry mixed with pigment to match the shade of the tiles including rubbing and polishing complete | Light shades using white cement | Sqm | 2622.2
Flooring | 11.21(b) | Chequered terrazzo tiles 22 mm thick with marble chips of sizes upto 6mm in floors on 25 mm thick bed mortar 1 : 3 (1 cement : 3 coarse sand) jointed with neat cement slurry mixed with pigment to match the shade of the tiles including rubbing and polishing complete | Medium shade using approximately 50% white cement and 50% ordinary cement | Sqm | 2551.6
Flooring | 11.21(c) | Chequered terrazzo tiles 22 mm thick with marble chips of sizes upto 6mm in floors on 25 mm thick bed mortar 1 : 3 (1 cement : 3 coarse sand) jointed with neat cement slurry mixed with pigment to match the shade of the tiles including rubbing and polishing complete | Dark shade using ordinary cement | Sqm | 2498.8
Flooring | 11.22 | Extra, if terrazzo tiles are laid in treads of steps not exceeding 30 cm in width |  | Sqm | 77.2
Flooring | 11.23 | Extra, if cut tiles other than half tiles are used in risers of steps skirting and dado |  | Sqm | 240
Flooring | 11.24 | Extra for making chequeres of approved pattern on cement concrete floors, landing and pavements etc |  | Sqm | 48.7
Flooring | 11.25 | White glazed tiles 5mm.thick in flooring, skirting, risers of step and dado in 12 mm thick cement plaster 1 : 3(1 cement: 3 coarse sand) painted with white cement slurry |  | Sqm | 3470.3
Flooring | 11.26 | First class Indian teak wood 25 mm wooden plankings tongued and grooved in flooring including fixing with screw complete |  | Sqm | 3659.7
Flooring | 11.27 | Class - B I Indian teak wood 25 mm wooden plankings tongued and grooved in flooring including fixing with screws complete |  | Sqm | 3345.5
Flooring | 11.28 | Class - C wood 25 mm plankings tongued and grooved in flooring including fixing with screw complete |  | Sqm | 3147.2
Flooring | 11.29 | Class IV wood 25 mm plankings tongued and grooved in flooring including fixing with screw complete |  | Sqm | 3541.1
Flooring | 11.30 | Soft wood 25 mm plankings tongued and grooved in flooring including fixing with screw complete |  | Sqm | 3297.6
Flooring | 11.32(a) | Cement concrete flooring 1 : 2 : 4 (1 cement : 2 coarse sand : 4 graded stone shingle 20 mm nominal size) finished with a floating coat of neat cement | 40 mm thick | Sqm | 470.8
Flooring | 11.32(b) | Cement concrete flooring 1 : 2 : 4 (1 cement : 2 coarse sand : 4 graded stone shingle 20 mm nominal size) finished with a floating coat of neat cement | 50 mm thick | Sqm | 541.6
Flooring | 11.32(c) | Cement concrete flooring 1 : 2 : 4 (1 cement : 2 coarse sand : 4 graded stone shingle 20 mm nominal size) finished with a floating coat of neat cement | 75 mm thick | Sqm | 715.2
Flooring | 11.34(a) | 40 mm thick marble chips flooring rubbed and polished to granolithic finish, under layer 34 mm thick cement concrete 1 : 2 : 4 (1 cement : 2 coarse sand : 4 graded stones shingle 12.5 mm nominal size) and top layer 6 mm thick with white, black or white and black marble chips of sizes from 1 mm to 4 mm nominal size, laid in cement marble powder mix 3 : 1 (3 cement : 1 marble powder) by weight in proportion of 4 : 7 (4 cement marble powder mix : 7 marble chips by volume) | Dark shade pigment with ordinary cement | Sqm | 1548.5
Flooring | 11.34(b) | 40 mm thick marble chips flooring rubbed and polished to granolithic finish, under layer 34 mm thick cement concrete 1 : 2 : 4 (1 cement : 2 coarse sand : 4 graded stones shingle 12.5 mm nominal size) and top layer 6 mm thick with white, black or white and black marble chips of sizes from 1 mm to 4 mm nominal size, laid in cement marble powder mix 3 : 1 (3 cement : 1 marble powder) by weight in proportion of 4 : 7 (4 cement marble powder mix : 7 marble chips by volume) | Light shade pigment with white cement | Sqm | 1646
Flooring | 11.34(c) | 40 mm thick marble chips flooring rubbed and polished to granolithic finish, under layer 34 mm thick cement concrete 1 : 2 : 4 (1 cement : 2 coarse sand : 4 graded stones shingle 12.5 mm nominal size) and top layer 6 mm thick with white, black or white and black marble chips of sizes from 1 mm to 4 mm nominal size, laid in cement marble powder mix 3 : 1 (3 cement : 1 marble powder) by weight in proportion of 4 : 7 (4 cement marble powder mix : 7 marble chips by volume) | Medium shade pigment with approximately 50% white cement and 50% ordinary cement | Sqm | 1583.8
Flooring | 11.34(d) | 40 mm thick marble chips flooring rubbed and polished to granolithic finish, under layer 34 mm thick cement concrete 1 : 2 : 4 (1 cement : 2 coarse sand : 4 graded stones shingle 12.5 mm nominal size) and top layer 6 mm thick with white, black or white and black marble chips of sizes from 1 mm to 4 mm nominal size, laid in cement marble powder mix 3 : 1 (3 cement : 1 marble powder) by weight in proportion of 4 : 7 (4 cement marble powder mix : 7 marble chips by volume) | White cement without any pigment | Sqm | 1585.9
Flooring | 11.34(e) | 40 mm thick marble chips flooring rubbed and polished to granolithic finish, under layer 34 mm thick cement concrete 1 : 2 : 4 (1 cement : 2 coarse sand : 4 graded stones shingle 12.5 mm nominal size) and top layer 6 mm thick with white, black or white and black marble chips of sizes from 1 mm to 4 mm nominal size, laid in cement marble powder mix 3 : 1 (3 cement : 1 marble powder) by weight in proportion of 4 : 7 (4 cement marble powder mix : 7 marble chips by volume) | Light shade pigment with ordinary cement | Sqm | 1510.6
Flooring | 11.35(a) | 40 mm thick marble chips flooring, rubbed and polished to granolithic finish under layer 31 mm thick cement concrete 1 : 2 : 4 (1 cement : 2 coarse sand : 4 graded stone shingle 12.5 mm nominal size) and top layer 9 mm thick with white, black or white and black marble chips of sizes from 4 mm to 7 mm nominal size, laid in cement marble powder mix 3 : 1 (3 cement : 1 marble powder) by weight in proportion of 4 : 7 (4 cement marble powder mix : 7 marble chips) by volume | Dark shade pigment with ordinary cement | Sqm | 1615.9
Flooring | 11.35(b) | 40 mm thick marble chips flooring, rubbed and polished to granolithic finish under layer 31 mm thick cement concrete 1 : 2 : 4 (1 cement : 2 coarse sand : 4 graded stone shingle 12.5 mm nominal size) and top layer 9 mm thick with white, black or white and black marble chips of sizes from 4 mm to 7 mm nominal size, laid in cement marble powder mix 3 : 1 (3 cement : 1 marble powder) by weight in proportion of 4 : 7 (4 cement marble powder mix : 7 marble chips) by volume | Light shade pigment with white cement | Sqm | 1698.1
Flooring | 11.35(c) | 40 mm thick marble chips flooring, rubbed and polished to granolithic finish under layer 31 mm thick cement concrete 1 : 2 : 4 (1 cement : 2 coarse sand : 4 graded stone shingle 12.5 mm nominal size) and top layer 9 mm thick with white, black or white and black marble chips of sizes from 4 mm to 7 mm nominal size, laid in cement marble powder mix 3 : 1 (3 cement : 1 marble powder) by weight in proportion of 4 : 7 (4 cement marble powder mix : 7 marble chips) by volume | Medium shade pigment with approximately 50% white cement and 50% ordinary cement | Sqm | 1598.7
Flooring | 11.35(d) | 40 mm thick marble chips flooring, rubbed and polished to granolithic finish under layer 31 mm thick cement concrete 1 : 2 : 4 (1 cement : 2 coarse sand : 4 graded stone shingle 12.5 mm nominal size) and top layer 9 mm thick with white, black or white and black marble chips of sizes from 4 mm to 7 mm nominal size, laid in cement marble powder mix 3 : 1 (3 cement : 1 marble powder) by weight in proportion of 4 : 7 (4 cement marble powder mix : 7 marble chips) by volume | White cement without any pigment | Sqm | 1671.3
Flooring | 11.35(e) | 40 mm thick marble chips flooring, rubbed and polished to granolithic finish under layer 31 mm thick cement concrete 1 : 2 : 4 (1 cement : 2 coarse sand : 4 graded stone shingle 12.5 mm nominal size) and top layer 9 mm thick with white, black or white and black marble chips of sizes from 4 mm to 7 mm nominal size, laid in cement marble powder mix 3 : 1 (3 cement : 1 marble powder) by weight in proportion of 4 : 7 (4 cement marble powder mix : 7 marble chips) by volume | Light shade pigment with ordinary cement | Sqm | 1494.4
Flooring | 11.36(a) | 40 mm thick marble chips flooring, rubbed and polished to granolithic finish under layer 28 mm thick cement concrete 1 : 2 : 4 (1 cement : 2 coarse sand : 4 graded stone shingle 12.5 mm nominal size) and top layer 12 mm thick with white, black or white and black marble chips of sized from 7 mm to 10 mm nominal size, laid in cement marble powder mix 3 : 1 (3 cement : 1 marble powder) by weight in proportion of 2 : 3 (2 cement marble powder mix : 3 marble chips) by volume | Dark shade pigment with ordinary cement | Sqm | 1706.8
Flooring | 11.36(b) | 40 mm thick marble chips flooring, rubbed and polished to granolithic finish under layer 28 mm thick cement concrete 1 : 2 : 4 (1 cement : 2 coarse sand : 4 graded stone shingle 12.5 mm nominal size) and top layer 12 mm thick with white, black or white and black marble chips of sized from 7 mm to 10 mm nominal size, laid in cement marble powder mix 3 : 1 (3 cement : 1 marble powder) by weight in proportion of 2 : 3 (2 cement marble powder mix : 3 marble chips) by volume | Light shade pigment with white cement | Sqm | 1811
Flooring | 11.36(c) | 40 mm thick marble chips flooring, rubbed and polished to granolithic finish under layer 28 mm thick cement concrete 1 : 2 : 4 (1 cement : 2 coarse sand : 4 graded stone shingle 12.5 mm nominal size) and top layer 12 mm thick with white, black or white and black marble chips of sized from 7 mm to 10 mm nominal size, laid in cement marble powder mix 3 : 1 (3 cement : 1 marble powder) by weight in proportion of 2 : 3 (2 cement marble powder mix : 3 marble chips) by volume | Medium shade pigment with approximately 50% white cement and 50% ordinary cement | Sqm | 1686.3
Flooring | 11.36(d) | 40 mm thick marble chips flooring, rubbed and polished to granolithic finish under layer 28 mm thick cement concrete 1 : 2 : 4 (1 cement : 2 coarse sand : 4 graded stone shingle 12.5 mm nominal size) and top layer 12 mm thick with white, black or white and black marble chips of sized from 7 mm to 10 mm nominal size, laid in cement marble powder mix 3 : 1 (3 cement : 1 marble powder) by weight in proportion of 2 : 3 (2 cement marble powder mix : 3 marble chips) by volume | White cement without any pigment | Sqm | 1786.5
Flooring | 11.36(e) | 40 mm thick marble chips flooring, rubbed and polished to granolithic finish under layer 28 mm thick cement concrete 1 : 2 : 4 (1 cement : 2 coarse sand : 4 graded stone shingle 12.5 mm nominal size) and top layer 12 mm thick with white, black or white and black marble chips of sized from 7 mm to 10 mm nominal size, laid in cement marble powder mix 3 : 1 (3 cement : 1 marble powder) by weight in proportion of 2 : 3 (2 cement marble powder mix : 3 marble chips) by volume | Light shade pigment with ordinary cement | Sqm | 1540.2
Flooring | 11.37(a) | Extra/Less, if 12.5 mm nominal size brick aggregate is used instead of 12.5 mm nominal size stone aggregate in marble chips flooring in | Bottom 34 mm thick layer | Sqm | 32.5
Flooring | 11.37(b) | Extra/Less, if 12.5 mm nominal size brick aggregate is used instead of 12.5 mm nominal size stone aggregate in marble chips flooring in | Bottom 31 mm thick layer | Sqm | 30
Flooring | 11.37(c) | Extra/Less, if 12.5 mm nominal size brick aggregate is used instead of 12.5 mm nominal size stone aggregate in marble chips flooring in | Bottom 28 mm thick layer | Sqm | 26.8
Flooring | 11.38(a) | Providing and laying vitrified floor tiles in different sizes (thickness to be specified by the manufacturer) with water absorption less than 0.08% and conforming to IS : 15622, of approved make, in all colours and shades, laid on 20 mm thick cement mortar 1:4 (1 cement : 4 coarse sand), including grouting the joints with white cement and matching pigments etc., complete | Size of Tile 500x500 mm | Sqm | 1983.1
Flooring | 11.38(b) | Providing and laying vitrified floor tiles in different sizes (thickness to be specified by the manufacturer) with water absorption less than 0.08% and conforming to IS : 15622, of approved make, in all colours and shades, laid on 20 mm thick cement mortar 1:4 (1 cement : 4 coarse sand), including grouting the joints with white cement and matching pigments etc., complete | Size of Tile 600x600 mm | Sqm | 2117.2
Flooring | 11.38(c) | Providing and laying vitrified floor tiles in different sizes (thickness to be specified by the manufacturer) with water absorption less than 0.08% and conforming to IS : 15622, of approved make, in all colours and shades, laid on 20 mm thick cement mortar 1:4 (1 cement : 4 coarse sand), including grouting the joints with white cement and matching pigments etc., complete | Size of Tile 800x800 mm | Sqm | 2285.8
Flooring | 11.38(d) | Providing and laying vitrified floor tiles in different sizes (thickness to be specified by the manufacturer) with water absorption less than 0.08% and conforming to IS : 15622, of approved make, in all colours and shades, laid on 20 mm thick cement mortar 1:4 (1 cement : 4 coarse sand), including grouting the joints with white cement and matching pigments etc., complete | Size of Tile 1000x1000 mm | Sqm | 3379
Flooring | 11.39(a) | Providing and laying Vitrified tiles in different sizes (thickness to be specified by manufacturer), with water absorption less than 0.08% and conforming to I.S. 15622, of approved make, in all colours & shade, in skirting, riser of steps, over 12 mm thick bed of cement mortar 1:3 (1 cement: 3 coarse sand), including grouting the joint with white cement & matching pigments etc. complete | Size of Tile 500x500 mm | Sqm | 2021
Flooring | 11.39(b) | Providing and laying Vitrified tiles in different sizes (thickness to be specified by manufacturer), with water absorption less than 0.08% and conforming to I.S. 15622, of approved make, in all colours & shade, in skirting, riser of steps, over 12 mm thick bed of cement mortar 1:3 (1 cement: 3 coarse sand), including grouting the joint with white cement & matching pigments etc. complete | Size of Tile 600x600 mm | Sqm | 2155.1
Flooring | 11.39(c) | Providing and laying Vitrified tiles in different sizes (thickness to be specified by manufacturer), with water absorption less than 0.08% and conforming to I.S. 15622, of approved make, in all colours & shade, in skirting, riser of steps, over 12 mm thick bed of cement mortar 1:3 (1 cement: 3 coarse sand), including grouting the joint with white cement & matching pigments etc. complete | Size of Tile 800x800 mm | Sqm | 2323.7
Flooring | 11.39(d) | Providing and laying Vitrified tiles in different sizes (thickness to be specified by manufacturer), with water absorption less than 0.08% and conforming to I.S. 15622, of approved make, in all colours & shade, in skirting, riser of steps, over 12 mm thick bed of cement mortar 1:3 (1 cement: 3 coarse sand), including grouting the joint with white cement & matching pigments etc. complete | Size of Tile 1000x1000 mm | Sqm | 3416.9
Flooring | 11.40(a) | Marble stone flooring with 18 mm thick marble stone, as per sample of marble approved by Engineer-in-charge, over 20 mm (average) thick base of cement mortar 1:4 (1 cement : 4 coarse sand) laid and jointed with grey cement slurry, including rubbing and polishing complete with | Makrana white second quality | Sqm | 3408.1
Flooring | 11.40(b) | Marble stone flooring with 18 mm thick marble stone, as per sample of marble approved by Engineer-in-charge, over 20 mm (average) thick base of cement mortar 1:4 (1 cement : 4 coarse sand) laid and jointed with grey cement slurry, including rubbing and polishing complete with | Raj Nagar plain | Sqm | 3372.5
Flooring | 11.40(c) | Marble stone flooring with 18 mm thick marble stone, as per sample of marble approved by Engineer-in-charge, over 20 mm (average) thick base of cement mortar 1:4 (1 cement : 4 coarse sand) laid and jointed with grey cement slurry, including rubbing and polishing complete with | Agaria White | Sqm | 2853.1
Flooring | 11.40(d) | Marble stone flooring with 18 mm thick marble stone, as per sample of marble approved by Engineer-in-charge, over 20 mm (average) thick base of cement mortar 1:4 (1 cement : 4 coarse sand) laid and jointed with grey cement slurry, including rubbing and polishing complete with | Black Zebra | Sqm | 2919.7
Flooring | 11.40(e) | Marble stone flooring with 18 mm thick marble stone, as per sample of marble approved by Engineer-in-charge, over 20 mm (average) thick base of cement mortar 1:4 (1 cement : 4 coarse sand) laid and jointed with grey cement slurry, including rubbing and polishing complete with | Udaipur green marble | Sqm | 3001.9
Flooring | 11.40(f) | Marble stone flooring with 18 mm thick marble stone, as per sample of marble approved by Engineer-in-charge, over 20 mm (average) thick base of cement mortar 1:4 (1 cement : 4 coarse sand) laid and jointed with grey cement slurry, including rubbing and polishing complete with | Pink plain marble | Sqm | 2648.3
Flooring | 11.41 | Extra for pre finished nosing to treads of steps of marble stone |  | Sqm | 451.4
Flooring | 11.42 | Extra for marble stone flooring in treads of steps and risers using single length up to 2.00 metre |  | Sqm | 525.1
Flooring | 11.43(a) | Kota stone slab flooring over 20 mm (average) thick base laid over and jointed with grey cement slurry mixed with pigment to match the shade of the slab, including rubbing and polishing complete with base of cement mortar 1 : 4 (1 cement : 4 coarse sand) | 25 mm thick | Sqm | 1604.5
Flooring | 11.44 | Kota stone slabs 20 mm thick in risers of steps, skirting, dado and pillars laid on 12 mm (average) thick cement mortar 1:3 (1 cement: 3 coarse sand) and jointed with grey cement slurry mixed with pigment to match the shade of the slabs, including rubbing and polishing complete |  | Sqm | 1704.4
Flooring | 11.45 | Providing and laying Ceramic glazed floor tiles of size 300x300 mm (thickness to be specified by the manufacturer) of 1st quality conforming to IS : 15622 of approved make in colours such as White, Ivory, Grey, Fume Red Brown, laid on 20 mm thick cement mortar 1:4 (1 Cement : 4 Coarse sand), Jointing with grey cement slurry @ 3.3 kg/sqm including pointing the joints with white cement and matching pigment etc., complete |  | Sqm | 969.8
Flooring | 11.46 | Providing and fixing 1st quality ceramic glazed floor tiles conforming to IS:15622 (thickness to be specified by the manufacturer)of approved make in all colours,shades except burgundy, bottle green,black of any size as approved by Engineer-in-charge in skirting,risers of steps and dados over 12 mm thick bed of cement Morter 1:3(1 cement:3 coarse sand) and jointing with grey cement slurry @3.3kg per sqm including pointing in white cement mixed with pigment of matching shade complete |  | Sqm | 932.3
Roofing | 12.1(a) | Providing corrugated G.I.sheet roofing fixed with galvanised iron J or L hooks, bolts & nuts 8 mm dia with bitumen and G.I. limpet washers or with G.I. limpet washers filled with white lead complete, excluding the cost of purlins, rafters and trusses | 0.80 mm thick GI sheet | Sqm | 1571.4
Roofing | 12.1(b) | Providing corrugated G.I.sheet roofing fixed with galvanised iron J or L hooks, bolts & nuts 8 mm dia with bitumen and G.I. limpet washers or with G.I. limpet washers filled with white lead complete, excluding the cost of purlins, rafters and trusses | 0.63 mm thick GI sheet | Sqm | 1352.6
Roofing | 12.2 | Extra for providing and fixing corrugate GI sheets vertically or to a pitch exceeding to 60 degrees |  | Sqm | 15.5
Roofing | 12.3(a) | Extra for straight cutting and waste in CGI sheet roofing for making opening of area exceeding 40 Sq.dm. for chimney stacks, sky lights etc | 0.80 mm thick sheet | Metre | 185.6
Roofing | 12.3(b) | Extra for straight cutting and waste in CGI sheet roofing for making opening of area exceeding 40 Sq.dm. for chimney stacks, sky lights etc | 0.63 mm thick sheet | Metre | 166.9
Roofing | 12.4(a) | Providing ridges or hips 60 cm overall in plain G.I. sheet fixed with galvanised iron J or L hooks, bolts and nuts 8 mm dia. G.I. limpet and bitumen washers complete | 0.80 mm thick GI sheet | Metre | 1112.5
Roofing | 12.4(b) | Providing ridges or hips 60 cm overall in plain G.I. sheet fixed with galvanised iron J or L hooks, bolts and nuts 8 mm dia. G.I. limpet and bitumen washers complete | 0.63 mm thick GI sheet | Metre | 975.1
Roofing | 12.5 | Providing 7 mm thick asbestos cement corrugated sheets roofing fixed with galvanised iron J or L hooks 8 mm dia. G.I. plain and bitumen washers complete excluding the cost of purlins, rafter and trusses |  | Sqm | 530.7
Roofing | 12.6 | Extra for providing and fixing wind ties of 40 x 6 mm flat iron section |  | Metre | 190.4
Roofing | 12.7(a) | Extra for straight cutting and waste in A.C. corrugated, semi-corrugated sheet roofing for making opening of area exceeding 40 Sq.dm. for chimney stacks, sky light etc | 7 mm thick corrugated sheets | Metre | 150.4
Roofing | 12.7(b) | Extra for straight cutting and waste in A.C. corrugated, semi-corrugated sheet roofing for making opening of area exceeding 40 Sq.dm. for chimney stacks, sky light etc | 7 mm thick semi-corrugated sheets | Metre | 150.4
Roofing | 12.8(a) | Providing and fixing ridges and hips in asbestos cement sheets roofing with G.I. J or L hooks, bolts and nuts 8 mm dia. G.I. plain and bitumen washers complete | Close fitting adjustable ridge | Metre | 481.6
Roofing | 12.8(b) | Providing and fixing ridges and hips in asbestos cement sheets roofing with G.I. J or L hooks, bolts and nuts 8 mm dia. G.I. plain and bitumen washers complete | Serrated or plain wing adjustable ridge | Metre | 381.4
Roofing | 12.9 | Lime concrete terracing on roofs average thickness 10 cm laid to fall with 25 mm gauge brick ballast and 50% mortar consisting of 1lime putty and 2 surki finished with gur and belgiri treatment complete |  | Sqm | 1108.6
Roofing | 12.10 | Lime concrete terracing on roofs, average thickness 10 cm laid to fall with 25 mm gauge brick ballast and 50% mortar consisting of 1 lime putty and 2 surki finished with gur and belgiri treatment complete and covered with flat brick tiles grouted with cement mortar 1 : 3 (1 cement : 3 fine sand) over 12 mm layer cement mortar 1 : 3 (1 cement : 3 fine sand) and finished neat |  | Sqm | 2160.3
Roofing | 12.11 | Extra for every additional 5.0 mm thickness of lime concrete terracing |  | Sqm | 52.4
Roofing | 12.13(a) | Providing and fixing 20 mm thick wooden planks ceiling (frame work for base to be paid separately) with M.S. screws | Timber Plank Class - A IV | Sqm | 1604.4
Roofing | 12.13(b) | Providing and fixing 20 mm thick wooden planks ceiling (frame work for base to be paid separately) with M.S. screws | Timber Plank Class - B I | Sqm | 1426
Roofing | 12.14 | Providing and fixing 12 mm thick insulating board ceiling of approved quality with necessary nails etc. complete (frame work to be paid separately) |  | Sqm | 1627.5
Roofing | 12.15 | Providing and fixing 12 mm thick unveneered teak wood particle board of approved quality with necessary nails etc. complete (frame work to be paid separately) |  | Sqm | 1111.5
Roofing | 12.16 | Providing and fixing 3 mm thick hard board sheet ceiling of approved quality with necessary nails etc. complete (frame work to be paid separately) |  | Sqm | 550.3
Roofing | 12.17 | Providing and fixing 4.0 mm thick asbestors plain sheet ceiling of approved quality with necessary nails etc.complete (frame work for base to be paid separately). Providing and fixing plain Multipurpose 6mm thick Cement board (High Pressure steam cured) as per IS : 14862, with suitable screws for fibre cement board in ceiling etc. complete (frame work to be paid separately) |  | Sqm | 610.6
Roofing | 12.19(a) | Providing and fixing plain, square edged wooden beading 38 mm x 12 mm section with screws of approved quality for ceiling | Best local approved quality wood | Metre | 102.9
Roofing | 12.19(b) | Providing and fixing plain, square edged wooden beading 38 mm x 12 mm section with screws of approved quality for ceiling | Local soft wood | Metre | 98.6
Roofing | 12.20 | Extra for making chamfered edges of beading |  | Metre | 20
Roofing | 12.21 | Providing and fixing 600 mm long 100 mm diameter stone ware pipe in cement mortar 1 : 4 (1 cement : 4 fine sand) |  | Each | 350.3
Roofing | 12.22 | Providing and fixing 600 mm long 100 mm dia cement pipe in cement mortar 1 : 4 (1 cement : 4 fine sand) |  | Each | 514.1
Roofing | 12.23(a) | Providing and fixing on wall face C.I. rain water pipe including filling the joints with spun yarn soaked in neat cement slurry and cement mortar 1 : 2 (1 cement : 2 fine sand) | 75 mm diameter pipe | Metre | 941.7
Roofing | 12.23(b) | Providing and fixing on wall face C.I. rain water pipe including filling the joints with spun yarn soaked in neat cement slurry and cement mortar 1 : 2 (1 cement : 2 fine sand) | 100 mm diameter pipe | Metre | 1139
Roofing | 12.23(c) | Providing and fixing on wall face C.I. rain water pipe including filling the joints with spun yarn soaked in neat cement slurry and cement mortar 1 : 2 (1 cement : 2 fine sand) | 150 mm diameter pipe | Metre | 1731
Roofing | 12.24(a) | Providing and fixing M.S. Holder bat clamps of approved design of C.I. or S.C.I. pipes embedded in and including cement concrete block 10 cm x 10 cm x 10 cm of 1 : 2 : 4 mix (1 cement : 2 coarse sand: 4 stone aggregate 20mm nominal size) including cost of cutting holes and making good the wall etc | 75 mm diameter | Each | 229.4
Roofing | 12.24(b) | Providing and fixing M.S. Holder bat clamps of approved design of C.I. or S.C.I. pipes embedded in and including cement concrete block 10 cm x 10 cm x 10 cm of 1 : 2 : 4 mix (1 cement : 2 coarse sand: 4 stone aggregate 20mm nominal size) including cost of cutting holes and making good the wall etc | 100 mm diameter | Each | 238.8
Roofing | 12.24(c) | Providing and fixing M.S. Holder bat clamps of approved design of C.I. or S.C.I. pipes embedded in and including cement concrete block 10 cm x 10 cm x 10 cm of 1 : 2 : 4 mix (1 cement : 2 coarse sand: 4 stone aggregate 20mm nominal size) including cost of cutting holes and making good the wall etc | 150 mm diameter | Each | 249.6
Roofing | 12.25(a) | Providing and fixing on wall face C.I. accessories for rain water pipes including filling the joints with spun yarn soaked in neat cement slurry and cement mortar 1 : 2 (1 cement: 2 fine sand) | 55 mm projection - 75 mm diameter | Each | 359.1
Roofing | 12.25(b) | Providing and fixing on wall face C.I. accessories for rain water pipes including filling the joints with spun yarn soaked in neat cement slurry and cement mortar 1 : 2 (1 cement: 2 fine sand) | 55 mm projection - 100 mm diameter | Each | 591
Roofing | 12.25(c) | Providing and fixing on wall face C.I. accessories for rain water pipes including filling the joints with spun yarn soaked in neat cement slurry and cement mortar 1 : 2 (1 cement: 2 fine sand) | 55 mm projection - 150 mm diameter | Each | 789.6
Roofing | 12.25(d) | Providing and fixing on wall face C.I. accessories for rain water pipes including filling the joints with spun yarn soaked in neat cement slurry and cement mortar 1 : 2 (1 cement: 2 fine sand) | 150 mm projection - 75 mm diameter | Each | 464.3
Roofing | 12.25(e) | Providing and fixing on wall face C.I. accessories for rain water pipes including filling the joints with spun yarn soaked in neat cement slurry and cement mortar 1 : 2 (1 cement: 2 fine sand) | 150 mm projection - 100 mm diameter | Each | 755.1
Roofing | 12.25(f) | Providing and fixing on wall face C.I. accessories for rain water pipes including filling the joints with spun yarn soaked in neat cement slurry and cement mortar 1 : 2 (1 cement: 2 fine sand) | 150 mm projection - 150 mm diameter | Each | 812.8
Roofing | 12.26(a) | Providing and fixing for A.C. pipe on wall plugs and standard holder bat clamp comprising of two semicircular halves of flat iron and cast iron base screwed on wooden plugs | 80 mm diameter | Each | 307.7
Roofing | 12.26(b) | Providing and fixing for A.C. pipe on wall plugs and standard holder bat clamp comprising of two semicircular halves of flat iron and cast iron base screwed on wooden plugs | 100 mm diameter | Each | 317
Roofing | 12.27(a) | Providing and fixing on wall face asbestos cement rain water pipe including jointing with spun yarn soaked in bitumen and cement mortar 1 : 2 (1 cement: 2 coarse sand) complete | 80 mm diameter | Metre | 225.1
Roofing | 12.27(b) | Providing and fixing on wall face asbestos cement rain water pipe including jointing with spun yarn soaked in bitumen and cement mortar 1 : 2 (1 cement: 2 coarse sand) complete | 100 mm diameter | Metre | 411
Roofing | 12.28(b) | Providing and fixing on wall face asbestos cement fittings for rain water pipe including jointing with spun yarn soaked in bitumen and cement mortar 1 : 2 (1 cement : 2 coarse sand) | Offset 50 mm projection - 100 mm dia | Each | 164.7
Roofing | 12.28(b) | Providing and fixing on wall face asbestos cement fittings for rain water pipe including jointing with spun yarn soaked in bitumen and cement mortar 1 : 2 (1 cement : 2 coarse sand) | Offset 150 mm projection - 100 mm dia | Each | 327.9
Roofing | 12.29 | Providing and fixing 25 mm to 40 mm diameter muli bamboo roof frame at 15 cm centre to centre including G.I. wire tied complete with one layer dhari mat lining on roof frame |  | Sqm | 416.5
Roofing | 12.30 | Providing and fixing 25 mm to 40 mm diameter muli bamboo roof frame at 22.5 cm centre to centre including G.I. wire tied complete with one layer dhari mat lining on roof frame |  | Sqm | 321.7
Roofing | 12.31 | Bamboo shingle roofing with 10 cm spacing of shingles and bamboo battens tied with G.I. wire including erecting and placing in position complete (roof frame to be paid separately) |  | Sqm | 867.4
Roofing | 12.32(a) | Thatch roofing with superior quality sungrass on bamboo roof frame tied with G.I. wire complete (roof frame to be paid separately) | 22.50 cm thick thatching | Sqm | 362.7
Roofing | 12.32(b) | Thatch roofing with superior quality sungrass on bamboo roof frame tied with G.I. wire complete (roof frame to be paid separately) | 15 cm thick thatching | Sqm | 287.4
Roofing | 12.32(c) | Thatch roofing with superior quality sungrass on bamboo roof frame tied with G.I. wire complete (roof frame to be paid separately) | 10 cm thick thatching | Sqm | 176.9
Roofing | 12.32(d) | Thatch roofing with superior quality sungrass on bamboo roof frame tied with G.I. wire complete (roof frame to be paid separately) | 7.50 cm thick thatching | Sqm | 173
Roofing | 12.33 | Ridge and hips with double dhari and one layer of tarja |  | Metre | 230.5
Roofing | 12.34 | Ridge and hips with sungrass (new) |  | Metre | 44.4
Roofing | 12.35(a) | Providing double dhari mat ceiling strengthened with split bamboo battens and tied with G.I. wire including fittings and fixing complete | 15 cm apart batten | Sqm | 299
Roofing | 12.35(b) | Providing double dhari mat ceiling strengthened with split bamboo battens and tied with G.I. wire including fittings and fixing complete | 22.50 cm apart batten | Sqm | 254.9
Roofing | 12.36 | Providing champakampa tarja ceiling with slipt bamboo battens and tied with G.I. wire including fitting and fixing complete |  | Sqm | 807
Roofing | 12.37 | Providing and laying four courses water proofing treatment with bitumen felt over roofs consisting of first and third courses of blown or/and residual bitumen applied hot @ 1.45 Kg. per Sq.m. of area for each courses, second course of roofing felt type-3 grade-I (hessian base self finished bitumen felt) and fourth and final course of stone grit 6 mm and down size or pea size gravel spread at 6 Cu.dm. per sqm. including preparation of surface excluding grading complete |  | Sqm | 478.6
Roofing | 12.38 | Providing and laying six courses water proofing treatment with bitumen felt over roofs consisting of first, third and fifth courses of blown or/and residual bitumen applied hot @ 1.45,1.20 & 1.45 Kg. per Sq.m. of area respectively, second & fourth courses of roofing felt type-3 grade-I (hessian base finished bitumen felt) and sixth and final course of stone grit 6 mm and down size or pea size gravel spread at 6 Cu.dm. per Sq.m. including preparation of surface excluding grading complete |  | Sqm | 752.4
Roofing | 12.39 | Providing and laying six courses water proofing treatment with bitumen felt over roofs consisting of first, third and fifth courses of blown or/and residual bitumen applied hot @ 1.45, 1.20 & 1.70 Kg. per Sq.m. of area respectively, second & fourth courses of roofing felt type-2 grade-I (fibre base self finished bitumen felt) and sixth and final course of stone grit 6 mm and down size or pea size gravel spread at 6 Cu.dm. per Sq.m. including preparation of surface excluding grading complete |  | Sqm | 874.8
Roofing | 12.40 | Supplying and applying bituminious solution primer on roof and or wall surface at 0.24 litre per Sq.m |  | Sqm | 78.3
Roofing | 12.41 | Supplying and laying under layer of bitumen saturated felt type-I |  | Sqm | 160.7
Roofing | 12.42(a) | Deduct for omitting in water proffing treatment final course of spreading stone grit 6 mm and down size or pea sized gravel | At 6 Cu.dm. per Sq.m | Sqm | 13.5
Roofing | 12.42(b) | Deduct for omitting in water proffing treatment final course of spreading stone grit 6 mm and down size or pea sized gravel | At 8 Cu.dm. per Sq.m | Sqm | 17.5
Roofing | 12.43(a) | Grading roof for water proofing treatment with | Lime concrete with 20 mm nominal size brick aggregate and 50% lime mortar 1 : 2 (1 lime putty : 2 surki) | Cum | 10974.8
Roofing | 12.43(b) | Grading roof for water proofing treatment with | Cement concrete 1 : 2 : 4 (1 cement : 2 coarse sand : 4 graded stone aggregate 20 mm nominal size) | Cum | 7829.5
Roofing | 12.43(c) | Grading roof for water proofing treatment with | Cement mortar 1 : 3 (1 cement : 3 coarse sand) | Cum | 12849.9
Roofing | 12.43(d) | Grading roof for water proofing treatment with | Cement mortar 1 : 4 (1 cement : 4 coarse sand) | Cum | 11254.8
Roofing | 12.44 | Providing and laying plastic roofing compound standard black (using 2.75 Kg. per Sq.m.) over a surface painted with cold liquid plastic roofing compound at 0.24 Litre per Sq.m. including spreading coarse sand over the top surface at 6 Cu.dm. per Sq.m. etc. complete |  | Sqm | 469.9
Roofing | 12.45(a) | Providing Alumunium Corrugated Sheet Roofing fixed with 'J' hooks,bolts,nuts, washer with bitumen (the 'J' hook,nut and bolt are as per IS:733 of 1983) and limpet washer filled with white lead complete excluding the cost of the purlins,rafters and trusses | Using 0.65 mm thick Alumunium Corrugated Sheet | Sqm | 1320.6
Roofing | 12.45(b) | Providing Alumunium Corrugated Sheet Roofing fixed with 'J' hooks,bolts,nuts, washer with bitumen (the 'J' hook,nut and bolt are as per IS:733 of 1983) and limpet washer filled with white lead complete excluding the cost of the purlins,rafters and trusses | Using 0.71 mm thick Alumunium Corrugated Sheet | Sqm | 1391.4
Roofing | 12.46(a) | Providing Alumunium Troughed Sheet Roofing fixed with 'J' hooks,bolts,nuts, washer with bitumen (the 'J' hook,nut and bolt are as per IS:733 of 1983) and limpet washer filled with white lead complete excluding the cost of the purlins,rafters and trusses | Using 0.65 mm thick Alumunium Troughed Sheet | Sqm | 1395.2
Roofing | 12.46(b) | Providing Alumunium Troughed Sheet Roofing fixed with 'J' hooks,bolts,nuts, washer with bitumen (the 'J' hook,nut and bolt are as per IS:733 of 1983) and limpet washer filled with white lead complete excluding the cost of the purlins,rafters and trusses | Using 0.71 mm thick Alumunium Troughed Sheet | Sqm | 1477.5
Roofing | 12.47 | Providing and fixing Durashine zinc-Aluminium alloy coated (TATA Bluescope building product) sheet roofing fixed with necessary fasteners and lapping method as described by the manufacturer inclusive of cutting hoisting and fixing complete, excluding the cost of purlins, rafters and trusses. Details of cost for 179.655 Sq.m.Laying and fixing 20 sheets in 3 row require Overall Sheet area of 20 x 3 x 3.05 x 1.072 plus 3% wastages = 202.061 Sqm After H & L laping as per manufacturer's specification, effective Area Measurable will be 20 x 3x 2.95 x 1.015 = 179.655 Sqm |  | Sqm | 933.8
Roofing | 12.48 | Providing and fixing Durashine zinc-Aluminium alloy coated (TATA Bluescope building product) sheet ridges fixed with necessary fasteners and lapping method as described by the manufacturer inclusive of cutting hoisting and fixing complete, excluding the cost of purlins, rafters and trusses. Details of cost for 11.75m Laying and fixing 4 lenths of 3.05m each require Overall length of 4 x 3.05 plus 3% wastages = 12.566m After laping as per manufacturer's specification, effective Measurable length will be (4 x 3.05) - (3 x 0.15) = 11.75m |  | Metre | 1055.2
Roofing | 12.49(a) | Providing and fixing false ceiling at all height including providing and fixing of frame work made of special sections, power pressed from M.S. sheets and galvanized with zinc coating of 120 gms/sqm (both side inclusive) as per IS : 277 and consisting of angle cleats of size 25 mm wide x 1.6 mm thick with flanges of 27 mm and 37mm, at 1200 mm centre to centre, one flange fixed to the ceiling with dash fastener 12.5 mm dia x 50mm long with 6mm dia bolts, other flange of cleat fixed to the angle hangers of 25x10x0.50 mm of required length with nuts & bolts of required size and other end of angle hanger fixed with intermediate G.I. channels 45x15x0.9 mm running at the spacing of 1200 mm centre to centre, to which the ceiling section 0.5 mm thick bottom wedge of 80 mm with tapered flanges of 26 mm each having lips of 10.5 mm, at 450 mm centre to centre, shall be fixed in a direction perpendicular to G.I. intermediate channel with connecting clips made out of 2.64 mm dia x 230 mm long G.I. wire at every junction, including fixing perimeter channels 0.5 mm thick 27 mm high having flanges of 20 mm and 30 mm long, the perimeter of ceiling fixed to wall/partition with the help of rawl plugs at 450 mm centre, with 25mm long dry wall screws @ 230 mm interval, including fixing of gypsum board to ceiling section and perimeter channel with the help of dry wall screws of size 3.5 x 25 mm at 230 mm c/c, including jointing and finishing to a flush finish of tapered and square edges of the board with recommended jointing compound, jointing tapes, finishing with jointing compound in 3 layers covering upto 150 mm on both sides of joint and two coats of primer suitable for board, all as per manufacturer's specification and also including the cost of making openings for light fittings, grills, diffusers, cutouts made with frame of perimeter channels suitably fixed, all complete as per drawings, specification and direction of the Engineer in Charge but excluding the cost of painting with | 12.5 mm thick tapered edge gypsum plain board conforming to IS: 2095- (Part I) : 2011 (Board with BIS Certification marks) | Sqm | 1336.1
Roofing | 12.49(b) | Providing and fixing false ceiling at all height including providing and fixing of frame work made of special sections, power pressed from M.S. sheets and galvanized with zinc coating of 120 gms/sqm (both side inclusive) as per IS : 277 and consisting of angle cleats of size 25 mm wide x 1.6 mm thick with flanges of 27 mm and 37mm, at 1200 mm centre to centre, one flange fixed to the ceiling with dash fastener 12.5 mm dia x 50mm long with 6mm dia bolts, other flange of cleat fixed to the angle hangers of 25x10x0.50 mm of required length with nuts & bolts of required size and other end of angle hanger fixed with intermediate G.I. channels 45x15x0.9 mm running at the spacing of 1200 mm centre to centre, to which the ceiling section 0.5 mm thick bottom wedge of 80 mm with tapered flanges of 26 mm each having lips of 10.5 mm, at 450 mm centre to centre, shall be fixed in a direction perpendicular to G.I. intermediate channel with connecting clips made out of 2.64 mm dia x 230 mm long G.I. wire at every junction, including fixing perimeter channels 0.5 mm thick 27 mm high having flanges of 20 mm and 30 mm long, the perimeter of ceiling fixed to wall/partition with the help of rawl plugs at 450 mm centre, with 25mm long dry wall screws @ 230 mm interval, including fixing of gypsum board to ceiling section and perimeter channel with the help of dry wall screws of size 3.5 x 25 mm at 230 mm c/c, including jointing and finishing to a flush finish of tapered and square edges of the board with recommended jointing compound, jointing tapes, finishing with jointing compound in 3 layers covering upto 150 mm on both sides of joint and two coats of primer suitable for board, all as per manufacturer's specification and also including the cost of making openings for light fittings, grills, diffusers, cutouts made with frame of perimeter channels suitably fixed, all complete as per drawings, specification and direction of the Engineer in Charge but excluding the cost of painting with | 12.5 mm thick tapered edge Glass Reinforced Gypsum (GRG) board conforming to IS: 2095- (Part 3):1996 (Boards with BIS certification marks) | Sqm | 1272.4
Roofing | 12.49(c) | Providing and fixing false ceiling at all height including providing and fixing of frame work made of special sections, power pressed from M.S. sheets and galvanized with zinc coating of 120 gms/sqm (both side inclusive) as per IS : 277 and consisting of angle cleats of size 25 mm wide x 1.6 mm thick with flanges of 27 mm and 37mm, at 1200 mm centre to centre, one flange fixed to the ceiling with dash fastener 12.5 mm dia x 50mm long with 6mm dia bolts, other flange of cleat fixed to the angle hangers of 25x10x0.50 mm of required length with nuts & bolts of required size and other end of angle hanger fixed with intermediate G.I. channels 45x15x0.9 mm running at the spacing of 1200 mm centre to centre, to which the ceiling section 0.5 mm thick bottom wedge of 80 mm with tapered flanges of 26 mm each having lips of 10.5 mm, at 450 mm centre to centre, shall be fixed in a direction perpendicular to G.I. intermediate channel with connecting clips made out of 2.64 mm dia x 230 mm long G.I. wire at every junction, including fixing perimeter channels 0.5 mm thick 27 mm high having flanges of 20 mm and 30 mm long, the perimeter of ceiling fixed to wall/partition with the help of rawl plugs at 450 mm centre, with 25mm long dry wall screws @ 230 mm interval, including fixing of gypsum board to ceiling section and perimeter channel with the help of dry wall screws of size 3.5 x 25 mm at 230 mm c/c, including jointing and finishing to a flush finish of tapered and square edges of the board with recommended jointing compound, jointing tapes, finishing with jointing compound in 3 layers covering upto 150 mm on both sides of joint and two coats of primer suitable for board, all as per manufacturer's specification and also including the cost of making openings for light fittings, grills, diffusers, cutouts made with frame of perimeter channels suitably fixed, all complete as per drawings, specification and direction of the Engineer in Charge but excluding the cost of painting with | 12.5 mm thick tapered edge gypsum moisture resistant board | Sqm | 1273.9
Roofing | 12.49(d) | Providing and fixing false ceiling at all height including providing and fixing of frame work made of special sections, power pressed from M.S. sheets and galvanized with zinc coating of 120 gms/sqm (both side inclusive) as per IS : 277 and consisting of angle cleats of size 25 mm wide x 1.6 mm thick with flanges of 27 mm and 37mm, at 1200 mm centre to centre, one flange fixed to the ceiling with dash fastener 12.5 mm dia x 50mm long with 6mm dia bolts, other flange of cleat fixed to the angle hangers of 25x10x0.50 mm of required length with nuts & bolts of required size and other end of angle hanger fixed with intermediate G.I. channels 45x15x0.9 mm running at the spacing of 1200 mm centre to centre, to which the ceiling section 0.5 mm thick bottom wedge of 80 mm with tapered flanges of 26 mm each having lips of 10.5 mm, at 450 mm centre to centre, shall be fixed in a direction perpendicular to G.I. intermediate channel with connecting clips made out of 2.64 mm dia x 230 mm long G.I. wire at every junction, including fixing perimeter channels 0.5 mm thick 27 mm high having flanges of 20 mm and 30 mm long, the perimeter of ceiling fixed to wall/partition with the help of rawl plugs at 450 mm centre, with 25mm long dry wall screws @ 230 mm interval, including fixing of gypsum board to ceiling section and perimeter channel with the help of dry wall screws of size 3.5 x 25 mm at 230 mm c/c, including jointing and finishing to a flush finish of tapered and square edges of the board with recommended jointing compound, jointing tapes, finishing with jointing compound in 3 layers covering upto 150 mm on both sides of joint and two coats of primer suitable for board, all as per manufacturer's specification and also including the cost of making openings for light fittings, grills, diffusers, cutouts made with frame of perimeter channels suitably fixed, all complete as per drawings, specification and direction of the Engineer in Charge but excluding the cost of painting with | Fully Perforated Gypsum Plaster Board of size 1200 x 2400x12.5 mm having approx. 15% perforated area with perforation size and pattern as approved by the Engineer-in- charge and as per manufacturer's specification, with all 4 side tapered and backed by acoustical tissue with NRC value not less than 0.60 | Sqm | 1454.4
Roofing | 12.50(a) | Providing and fixing on wall face unplasticised Rigid PVC rain water pipes conforming to IS : 13592 Type A, including jointing with seal ring conforming to IS : 5382, leaving 10 mm gap for thermal expansion, (i) Single socketed pipes | 75 mm diameter | Metre | 252
Roofing | 12.50(b) | Providing and fixing on wall face unplasticised Rigid PVC rain water pipes conforming to IS : 13592 Type A, including jointing with seal ring conforming to IS : 5382, leaving 10 mm gap for thermal expansion, (i) Single socketed pipes | 110 mm diameter | Metre | 334.8
Roofing | 12.51(a) | Providing corrugated G.S. sheet roofing including vertical / curved surface fixed with polymer coated J or L hooks, bolts and nuts 8 mm diameter with bitumen and G.I. limpet washers or with G.I. limpet washers filled with white lead, including a coat of approved steel primer and two coats of approved paint on overlapping of sheets complete (up to any pitch in horizontal/ vertical or curved surfaces), excluding the cost of purlins, rafters and trusses and including cutting to size and shape wherever required | 1.00 mm thick with zinc coating not less than 275 gm/m² | Sqm | 1847.7
Roofing | 12.51(b) | Providing corrugated G.S. sheet roofing including vertical / curved surface fixed with polymer coated J or L hooks, bolts and nuts 8 mm diameter with bitumen and G.I. limpet washers or with G.I. limpet washers filled with white lead, including a coat of approved steel primer and two coats of approved paint on overlapping of sheets complete (up to any pitch in horizontal/ vertical or curved surfaces), excluding the cost of purlins, rafters and trusses and including cutting to size and shape wherever required | 0.80 mm thick with zinc coating not less than 275 gm/m² | Sqm | 1590.1
Roofing | 12.51(c) | Providing corrugated G.S. sheet roofing including vertical / curved surface fixed with polymer coated J or L hooks, bolts and nuts 8 mm diameter with bitumen and G.I. limpet washers or with G.I. limpet washers filled with white lead, including a coat of approved steel primer and two coats of approved paint on overlapping of sheets complete (up to any pitch in horizontal/ vertical or curved surfaces), excluding the cost of purlins, rafters and trusses and including cutting to size and shape wherever required | 0.63 mm thick with zinc coating not less than 275 gm/ m² | Sqm | 1370.8
Roofing | 12.52(a) | Providing and fixing of 40 cm overall width plain G.S. sheet fixed with polymer coated J or L hooks, bolts and nuts, G.l. limpet and bitumen washer complete, bent to shape and fixed in wall with cement mortar 1:3 (1 cement : 3 coarse sand) | 1.00 mm thick with zinc coating not less than 275 gm/m² | Metre | 931.6
Finishing | 13.15 | Neat cement punning |  | Sqm | 64.9
Finishing | 13.17 | Extra for plaster to ceiling above 5 m height from floor lavel for every additional height of one metre or part there-of |  | Sqm | 45.6
Finishing | 13.18 | Extra for plastering spherical ceiling |  | Sqm | 105.1
Finishing | 13.19 | Extra for providing and mixing water proofing materials in proportion recommended by the manufacturers |  | Sqm | 14.7
Finishing | 13.21 | Extra for plastering exterior walls of height more than 10 m from ground level for every additional height of 3 m or part thereof |  | Sqm | 45.9
Finishing | 13.22 | Extra for plastering on circular work not exceeding 6 m in radius |  | Sqm | 28.2
Finishing | 13.23 | Extra for plastering done on mouldings cornices or architraves including neat finishing to the line and level |  | Sqm | 426.5
Finishing | 13.25 | Extra if white cement is used instead of ordinary cement in top layer of 18 mm plastering with terrazzo finish |  | Sqm | 143.8
Finishing | 13.26 | Extra if red, chocolate, orange or buff (yellow) colour is added to grey or white cement in the top layer of 18 mm plastering with terrazzo finish |  | Sqm | 126.5
Finishing | 13.27 | Extra if black colour is added to grey or white cement in top layer of 18 mm plastering with terrazzo finish |  | Sqm | 206.6
Finishing | 13.28 | Extra if blue or green colour is added to grey or white cement in top layer of 18 mm plastering with terrazzo finish |  | Sqm | 138
Finishing | 13.34(a) | Pointing on brick work with cement mortar 1 : 3 (1 cement : 3 fine sand) | Flush pointing | Sqm | 142.6
Finishing | 13.34(b) | Pointing on brick work with cement mortar 1 : 3 (1 cement : 3 fine sand) | Ruled pointing | Sqm | 152.3
Finishing | 13.34(c) | Pointing on brick work with cement mortar 1 : 3 (1 cement : 3 fine sand) | Cut or weather struck pointing | Sqm | 207
Finishing | 13.34(d) | Pointing on brick work with cement mortar 1 : 3 (1 cement : 3 fine sand) | Raised and cut pointing | Sqm | 273.4
Finishing | 13.35(a) | Pointing on stone work with cement mortar 1 : 3 (1 cement : 3 fine sand) | Flush pointing | Sqm | 137.4
Finishing | 13.35(b) | Pointing on stone work with cement mortar 1 : 3 (1 cement : 3 fine sand) | Ruled pointing | Sqm | 146.8
Finishing | 13.35(c) | Pointing on stone work with cement mortar 1 : 3 (1 cement : 3 fine sand) | Cut or weather struck pointing | Sqm | 180.2
Finishing | 13.35(d) | Pointing on stone work with cement mortar 1 : 3 (1 cement : 3 fine sand) | Raised and Cut pointing | Sqm | 269.4
Finishing | 13.36(a) | Pointing on brick flooring with cement mortar 1 : 2 (1 cement : 2 fine sand) | Flush pointing | Sqm | 110.6
Finishing | 13.36(b) | Pointing on brick flooring with cement mortar 1 : 2 (1 cement : 2 fine sand) | Ruled pointing | Sqm | 119.6
Finishing | 13.37(a) | Pointing on brick flooring with cement mortar 1 : 4 (1 cement : 4 fine sand) | Flush pointing | Sqm | 103.5
Finishing | 13.37(b) | Pointing on brick flooring with cement mortar 1 : 4 (1 cement : 4 fine sand) | Ruled pointing | Sqm | 112.4
Finishing | 13.38 | White washing with lime on new work (two or more coats) to give an even shade |  | Sqm | 18.2
Finishing | 13.39(a) | White washing with lime on old work to give an even shade | In two or more coats | Sqm | 18.3
Finishing | 13.39(b) | White washing with lime on old work to give an even shade | In one coat | Sqm | 10.4
Finishing | 13.40 | White washing with whiting on new work (three or more coats) to give even shade |  | Sqm | 31.1
Finishing | 13.41(a) | White washing with whiting on old work to give even shade | In two or more coats | Sqm | 18.6
Finishing | 13.41(b) | White washing with whiting on old work to give even shade | In one coat | Sqm | 10.6
Finishing | 13.42 | Colour washing such as green, blue or buff on new work (two or more coats) including a base coat of white washing with lime to give an even shade |  | Sqm | 31.1
Finishing | 13.43(a) | Colour washing such as green, blue or buff with lime on old work to give an even shade | In two or more coats | Sqm | 18.8
Finishing | 13.43(b) | Colour washing such as green, blue or buff with lime on old work to give an even shade | In one coat | Sqm | 10.8
Finishing | 13.44 | Colour washing such as green, blue or buff on new work (two or more coats) including a base coat or white washing with whiting to give an even shade |  | Sqm | 31.2
Finishing | 13.45(a) | Colour washing such as green, blue or buff on old work with whiting to give an even shade | In two or more coats | Sqm | 18.3
Finishing | 13.45(b) | Colour washing such as green, blue or buff on old work with whiting to give an even shade | In one coat | Sqm | 10.6
Finishing | 13.46 | Hiramachi colour wash on new work (two or more coats) to give an even shade |  | Sqm | 34.1
Finishing | 13.47 | Hiramachi colour wash on old work (one or or more coats) to give an even shade |  | Sqm | 14.6
Finishing | 13.48 | Removing whitewash or colourwash by scrapping, sand papering and preparing the surface smooth including necessary repairs to scratches etc complete |  | Sqm | 10.2
Finishing | 13.49 | Distempering with dry distemper of approved brand and manufacture (two or more coats) and of required shade on new work including priming coat of whiting to give an even shade |  | Sqm | 98.9
Finishing | 13.50 | Distempering with dry distemper of approved brand and manufacture (one or more coats) and of required shade on old work to give an even shade |  | Sqm | 46.1
Finishing | 13.51 | Distempering (two or more coats) with oil bound washable distemper of approved brand and manufacture and of required shade on new work over and including a priming coat with distemper primer of approved brand and manufacture to give an even shade |  | Sqm | 133.2
Finishing | 13.53 | Applying one coat of distemper primer of approved brand and manufacture on wall surface |  | Sqm | 53.6
Finishing | 13.54 | Applying one coat of cement primer of approved brand and manufacture on wall surface |  | Sqm | 59.4
Finishing | 13.55 | Finishing walls with water proofing cement paint of approved brand and manufacture and required shade on new work (three or more coats) to give an even shade |  | Sqm | 218.9
Finishing | 13.56 | Finishing walls with water proofing cement paint of approved brand and manufacture and of required shade on old work (one or more coats) to give an even shade |  | Sqm | 97.1
Finishing | 13.57 | Removing dry or oil bound distemper by scrapping, sand papering and preparing the surface smooth including necessary repairs to scratches etc. complete |  | Sqm | 12.8
Finishing | 13.58 | Painting two coats with oil type wood preservative of approved brand and manufacture on new work |  | Sqm | 37
Finishing | 13.59 | Painting one coat with oil type wood preservative of approved brand and manufacture on old work |  | Sqm | 28.3
Finishing | 13.60 | Coal tarring two coats on new work using 0.16 and 0.12 litre of coal tar per Sq.m. in the first and second coat respectively |  | Sqm | 62.5
Finishing | 13.61 | Coal tarring one coat on old work using 0.12 litre of coal tar per Sq.m |  | Sqm | 35.2
Finishing | 13.62 | Applying priming coat consisting of a mixture of red lead, white lead and double boiled linseed oil in the ratio of 0.7 Kg : 0.7 Kg : 1 Litre on wood work complete |  | Sqm | 88.5
Finishing | 13.63 | Applying priming coat with ready mixed pink primer of approved brand and manufacture on wood work complete |  | Sqm | 59
Finishing | 13.64 | Applying priming coat of a mixture of red lead raw linseed oil and turpentine oil in the ratio of 2.80 Kg : 1 Litre : 1 Litre on steel work complete |  | Sqm | 85.3
Finishing | 13.65 | Applying priming coat with ready mixed primer of approved brand and manufacture on steel work |  | Sqm | 66
Finishing | 13.66 | Applying priming coat with ready mixed genuine red lead paint of approved brand and manufacture on steel work |  | Sqm | 57.5
Finishing | 13.67 | Painting two or more coats (excluding priming coat) with superior ready mixed paint for wood work of approved brand and manufacture in all shades on new work to give an even shade |  | Sqm | 151.6
Finishing | 13.68 | Painting (one or more coats) with superior ready mixed paint for wood work of approved brand and manufacture in all shades on old work to give an even shade |  | Sqm | 96.5
Finishing | 13.69 | Painting two or more coats (excluding priming coat) with superior ready mixed paint for steel work of approved brand and manufacture in all shades on new work to give an even shade |  | Sqm | 131.4
Finishing | 13.70 | Painting one or more coats with superior quality ready mixed paint for steel work of approved brand and manufacture in all shades on old work to give an even shade |  | Sqm | 84.3
Finishing | 13.71 | Painting two or more coats on GI sheets with ready mixed superior paint of approved brand and manufacture on new work to give an even shade |  | Sqm | 113.5
Finishing | 13.72 | Painting one or more coats on GI sheets with ready mixed superior paint of approved brand and manufacture on old work to give an even shade |  | Sqm | 72.7
Finishing | 13.73 | Painting two or more coats on GI sheets with superior ready mixed paint of approved brand and manufacture in white, grey or green shades on new work to give an even shade |  | Sqm | 113.4
Finishing | 13.74 | Painting one or more coats on GI sheets with superior ready mixed paint of approved brand and manufacture in white, grey or green shades on old work to give an even shade |  | Sqm | 72.7
Finishing | 13.75 | Painting two or more coats with synthetic enamel paint of approved brand and manufacture in black or chocolate shade on new work over and including an under coat of suitable shade with ordinary paint of approved quality to give an even shade |  | Sqm | 127.4
Finishing | 13.76 | Painting one or more coats with synthetic enamel paint of approved brand and manufacture in black or chocolate shade on old work to give an even shade |  | Sqm | 82.2
Finishing | 13.77 | Painting one or more coats with black Japan paint of approved brand and manufacture to give an even shade |  | Sqm | 72.4
Finishing | 13.78 | Painting two or more coats with black anti-corrosive bituminoustic paint of approved brand and manufacture on new work to give an even shade |  | Sqm | 107.6
Finishing | 13.79 | Painting (two or more coats) with black anti-corrosive bitumastic paint of approved brand and manufacture on old work to give an even shade |  | Sqm | 70
Finishing | 13.80 | Painting two or more coats with enamel paint of approved brand and manufacture in any shade on new work to give an even shade |  | Sqm | 117.4
Finishing | 13.81 | Painting (one or more coats) with enamel paint of approved brand and manufacture on old work in any shade to give an even shade |  | Sqm | 76.6
Finishing | 13.82 | Painting (two or more coats) with aluminium paint of approved brand and manufacture on new work to give an even shade |  | Sqm | 127.1
Finishing | 13.83 | Painting (one or more coats) with aluminium paint of approved brand and manufacture on old work to give an even shade |  | Sqm | 80.1
Finishing | 13.84 | Floor painting (two or more coats) with floor paint of approved brand manufacture of green shade on new work to give an even shade |  | Sqm | 157
Finishing | 13.85 | Floor painting (one or more coats) with floor paint of approved brand manufacture of green shade on old work to give an even shade |  | Sqm | 99.5
Finishing | 13.86 | Wall painting (two or coats) with plastic emulsion paint of approved brand and manufacture on new work to give an even shade |  | Sqm | 137.9
Finishing | 13.87 | Wall painting (one or more coats) with plastic emulsion paint of approved brand and manufacture on old work to give an even shade |  | Sqm | 88.4
Finishing | 13.88 | Varnishing (two or more coats) with Copal Varnish of approved brand and manufacture brand and manufacture on new work including an under coat of flatting varnish with glue sizing |  | Sqm | 180.8
Finishing | 13.89 | Varnishing (one or more coats) with Copal Varnish of approved brand and manufacture on old work |  | Sqm | 71.8
Finishing | 13.90 | Varnishing (two or more coats) with superior quality spar varnish of approved brand and manufacture brand and manufacture on new work including an under coat of flatting varnish with glue sizing |  | Sqm | 191.1
Finishing | 13.91 | Varnishing (one or more coats) with superior quality spar varnish of approved brand and manufacture on old work |  | Sqm | 77.6
Finishing | 13.92 | Oiling (two or more coats) with raw linseed oil on new work |  | Sqm | 57.8
Finishing | 13.93 | Oiling (one or more coats) with raw linseed oil on old work |  | Sqm | 41
Finishing | 13.94 | Polishing on wood work with ready mixed superior wax polish of approved brand and manufacture on new work |  | Sqm | 131.5
Finishing | 13.95 | Polishing on wood work with ready mixed superior wax polish of approved brand and manufacture on old work |  | Sqm | 66.1
Finishing | 13.96 | Floor polishing on masonry or concrete floors with superior brand and manufacture wax polish of approved brand and manufacture |  | Sqm | 60.4
Finishing | 13.97(b) | Painting two or more coats on rain water, soil waste and vent pipes and fittings with black anti-corrosive bituminoustic paint of approve brand and manufacture over a priming coat of ready mixed genuine red lead on new work | 100 mm dia | Metre | 57.5
Finishing | 13.97(c) | Painting two or more coats on rain water, soil waste and vent pipes and fittings with black anti-corrosive bituminoustic paint of approve brand and manufacture over a priming coat of ready mixed genuine red lead on new work | 150 mm dia | Metre | 85.4
Finishing | 13.98(b) | Painting one or more coats on rain water, soil waste and vent pipes and fittings with black anti-corrosive bituminoustic paint of approved brand and manufacture on old work | 100 mm dia | Metre | 24.8
Finishing | 13.98(c) | Painting one or more coats on rain water, soil waste and vent pipes and fittings with black anti-corrosive bituminoustic paint of approved brand and manufacture on old work | 150 mm dia | Metre | 36.2
Finishing | 13.99(b) | Painting (two or more coats) on rain water, soil waste and vent pipes and fittings with aluminium paint of approved quality over a priming coat of ready mixed genuine red lead on new work | 100 mm dia | Metre | 64
Finishing | 13.99(c) | Painting (two or more coats) on rain water, soil waste and vent pipes and fittings with aluminium paint of approved quality over a priming coat of ready mixed genuine red lead on new work | 150 mm dia | Metre | 94.7
Finishing | 13.100(b) | Painting one or more coats on rain water, soil waste and vent pipes and fittings with aluminium paint of approved quality on old work | 100 mm dia | Metre | 28.1
Finishing | 13.100(c) | Painting one or more coats on rain water, soil waste and vent pipes and fittings with aluminium paint of approved quality on old work | 150 mm dia | Metre | 41.2
Finishing | 13.103 | Removing old paint or polish with paint remover of approved brand and manufacture and preparing surface |  | Sqm | 98.8
Finishing | 13.104 | French spirit polishing (two or more coats) including a coat of wood filler on new work |  | Sqm | 249.9
Finishing | 13.105 | French spirit polishing (one or more coats) on old work |  | Sqm | 133.6
Finishing | 13.107 | Providing two coats of acrylic water based wall putty/ wall filler of Asian Paits/ Berger/ Dulux over concrete/ cement plaster/ brick walls and ceilings both internal and external after removing all the loosely adhering material from the wall/ ceiling surface with the halp of emery stone, putty blade or wire brush, moistening the wall with the help of sufficient quantity of clear water as specified and directed by the department |  | Sqm | 76.9
Finishing | 13.108(a) | Interior Walls : Applying one coat of water thinnable cement primer of approved brand and manufacture on wall surface | Water thinnable cement primer | Sqm | 59.1
Finishing | 13.109(a) | Interior Walls : Finishing walls with water proofing cement paint of required shade | New work (Two or more coats applied @ 3.84 kg/10 sqm) | Sqm | 175.2
Finishing | 13.110 | Providing and applying plaster of paris putty of 2 mm thickness over plastered surface to prepare the surface even and smooth complete |  | Sqm | 176
Finishing | 13.111(a) | Finishing walls with Acrylic Smooth exterior paint of required shade | New work (Two or more coat applied @ 1.67 ltr/10 sqm over and including priming coat of exterior primer applied @ 2.20 kg/10 sqm) | Sqm | 160.1
Finishing | 13.112(a) | Finishing walls with 100% Premium acrylic emulsion paint having VOC less than 50 gm/litre and UV resistance as per IS 15489:2004 Alkali & fungal resistance, dirt resistance exterior paint of required shade (Company Depot Tinted) with silicon additives | New work (Two or more coats applied @ 1.43 litre/ 10 sqm. Over and including priming coat of exterior primer applied @ 0.90 litre/10 sqm | Sqm | 141.8
Repair of Buildings | 14.2 | Fixing door chowkhat in existing opening including embedding chowkhats in floor, cutting masonry for hold fasts, embedding hold fasts in cement concrete blocks with cement concrete 1 : 3 : 6 (1 cement : 3 coarse sand : 6 graded stone aggregate 20 mm shingle size), painting two coats of coal tar to sides of chowkhats and making good the damages to wall and floors complete including disposal of rubbish to the dumping ground within 50 m lead |  | Each | 1117.2
Repair of Buildings | 14.3 | Fixing window chowkhats in existing openings including cutting masonry for hold fasts, embedding hold fasts in cement concrete blocks with cement concrete 1 : 3 : 6 (1 cement : 3 coarse sand : 6 graded stone aggregate 20 mm single gauge), painting two coats of coal tar to sides of chowkhats and making good the damge to walls complete including disposal of rubbish to the dumping ground within 50 m lead |  | Each | 723.1
Repair of Buildings | 14.4 | Fixing clerestory window chowkhats in existing openings including cutting masonry for hold fasts, embedding hold fasts in cement concrete blocks with cement concrete 1 : 3 : 6 (1 cement : 3 coarse sand : 6 graded stone aggregate 20 mm single size), painting two coats of coal tar to sides of chowkhats and making good the damge to walls complete including disposal of rubbish to the dumping ground within 50 m lead |  | Each | 515
Repair of Buildings | 14.5(a) | Providing and fixing wooden cleats to doors and windows with approved fittings including removal of old cleats where necessary including painting, polishing or bees- waxing to match the existing shades | 1st class teak wood cleats with iron hinges and screws | Each | 60.1
Repair of Buildings | 14.5(b) | Providing and fixing wooden cleats to doors and windows with approved fittings including removal of old cleats where necessary including painting, polishing or bees- waxing to match the existing shades | Soft wood cleats with iron hinges and screws | Each | 56.6
Repair of Buildings | 14.6(a) | Supplying and fixing glass panes with putty and nails including removal of broken glass panes where necessary | Glass panes 2 mm thick and area 0.1 Sq.m. each | Sqm | 1203.2
Repair of Buildings | 14.6(b) | Supplying and fixing glass panes with putty and nails including removal of broken glass panes where necessary | Glass panes 3 mm thick and area 0.1 Sq.m. each | Sqm | 1529.5
Repair of Buildings | 14.6(c) | Supplying and fixing glass panes with putty and nails including removal of broken glass panes where necessary | Frosted Glass panes 2 mm thick and area 0.1 Sq.m. each | Sqm | 1283.3
Repair of Buildings | 14.7(a) | Supplying and fixing Glass panes with wooden fillets including removal of broken glass panes and old wooden fillets wherever necessary but excluding cost of wooden fillets | Glass panes 2 mm thick and area 0.1 Sq.m. each | Sqm | 1211.6
Repair of Buildings | 14.7(b) | Supplying and fixing Glass panes with wooden fillets including removal of broken glass panes and old wooden fillets wherever necessary but excluding cost of wooden fillets | Glass panes 3 mm thick and area 1 Sq.m. each | Sqm | 1537.9
Repair of Buildings | 14.7(c) | Supplying and fixing Glass panes with wooden fillets including removal of broken glass panes and old wooden fillets wherever necessary but excluding cost of wooden fillets | Frosted Glass panes 2 mm thick and area 1 Sq.m. each | Sqm | 1291.6
Repair of Buildings | 14.8(a) | Supplying and fixing new wooden fillets wherever necessary | 1st class wood fillets | Metre | 43.5
Repair of Buildings | 14.8(b) | Supplying and fixing new wooden fillets wherever necessary | Soft wood fillets | Metre | 41
Repair of Buildings | 14.9 | Removal of old putty of glass panes |  | Metre | 39.6
Repair of Buildings | 14.10 | Refixing old glass panes with putty and nails |  | Sqm | 514.7
Repair of Buildings | 14.11 | Fixing old glass panes with old wooden fillets (excluding cost of fillets) |  | Sqm | 416.9
Repair of Buildings | 14.12(a) | Supplying and fixing glass panes with wooden fillets including removal of broken glass panes and old wooden fillets wherever necessary | Glass panes 2 mm thick | Sqm | 1444.2
Repair of Buildings | 14.12(b) | Supplying and fixing glass panes with wooden fillets including removal of broken glass panes and old wooden fillets wherever necessary | Glass panes 3 mm thick | Sqm | 1770.5
Repair of Buildings | 14.12(c) | Supplying and fixing glass panes with wooden fillets including removal of broken glass panes and old wooden fillets wherever necessary | Frosted galss panes 2 mm thick | Sqm | 1524.3
Repair of Buildings | 14.15 | Renewing 100 mm dia 2.50 m long sal wood ballie posts embedded 60 cm in the ground in trench 45 cm dia and 75 cm deep filled with cement concrete 1:5:10 (1 cement : 5 fine sand : 10 graded stone aggregate 40 mm nominal gauge) including necessary excavation, cement concrete foundation and painting 2 coats with oil type wood preservative of approved brand and manufacture complete including disposal of rubbish to the dumping ground within 50 m lead |  | Each | 1048.3
Repair of Buildings | 14.16 | Dismantling old plaster or skirting raking out joints and cleaning the surface for plaster including disposal of rubbish to the dumping ground within 50 m lead |  | Sqm | 29.3
Repair of Buildings | 14.17 | Raking out joints in lime or cement mortar and preparing the surface for repainting or replastering including disposal of rubbish to the dumping ground within 50 metre lead |  | Sqm | 39
Repair of Buildings | 14.18 | Providing and fixing MS fan clamps of standard shape and size in existing RCC slab including cutting chase and making good and painting exposed portion of the clamps complete |  | Sqm | 331.7
Repair of Buildings | 14.19 | Providing and fixing 85x42 mm chromium plated brass pull bolt lock with necessary chromium plated brass screws, nuts, bolts and washers etc. complete |  | Each | 277.1
Repair of Buildings | 14.20 | Cleaning of terrace/loft water storage tank (inside surface area) upto 2000 litre capacity at all heights with coconut brushes, duster etc., removal of silt, rubbish from the tank and cleaning the tank with fresh water disinfecting with bleaching powder @ 0.5gm per litre capacity of tank including marking the date of cleaning on the side of tank body with the help of stencil and paint and disposing of malba all complete as per direction of Engineer-in-Charge. (The old date already written on tank should be removed with paint remover or black paint and if date is not written with the stencil or old date is not removed deduction will be made @ Rs. 0.10 per litre) (if during cleaning any GI fittings or ball cock is damaged that is to be repaired by contractor at his own cost and nothing extra will be paid on this account) |  | Litre | 0.3
Repair of Buildings | 14.21 | Cleaning of chocked sewer line by diesel running vehicle mounting hydraulic operated high pressure suction cum jetting sewer cleaning machine fitted with pump having 4000 litres suction capacity and 6000 litres water jetting tank capacity including skilled operator, supervising engineer etc. for cleaning and partial desilting of manholes and dechocking of sewer lines. Dechocking and flushing of sewer line from one manhole to another by high pressure jetting system of 2200 PSI for sewer line from 150mm dia upto 300mm |  | Metre | 277.2
Dismantling | 15.1 | Demolishing lime concrete and disposal of material within 50 m lead |  | Cum | 464.2
Dismantling | 15.2 | Demolishing cement concrete 1 : 3 : 6 or richer mix including disposal off material within 50 metres lead |  | Cum | 1325.6
Dismantling | 15.3 | Demolishing cement concrete 1 : 4 : 8 or leaner mix including disposal of material within 50 m lead |  | Cum | 819.6
Dismantling | 15.4 | Demolishing RCC work including stacking of steel bars and disposal of un-serviceable materials within 50 metres lead |  | Cum | 1933.8
Dismantling | 15.5 | Demolishing RB work including stacking of steel bars and disposal of unserviceable materials within 50 m lead |  | Cum | 1731.3
Dismantling | 15.6 | Extra for cutting reinforcement bars in RCC or RB work |  | Sqm | 671.2
Dismantling | 15.7 | Extra for scrapping, cleaning and straightening reinforcement from RCC or RB work. Total weight = 94.80 Kg or 0.948 Quintal |  | Quintal | 512.1
Dismantling | 15.8 | Demolishing brick work in mud mortar including stacking of serviceable material and disposal of unserviceable materials within 50 metres lead |  | Cum | 384.2
Dismantling | 15.9 | Demolishing brick work in lime mortar including stacking of serviceable material and disposal of unserviceable material within 50 metres lead |  | Cum | 464.2
Dismantling | 15.10 | Demolishing brick work in cement mortar including stacking of serviceable material and disposal of unserviceable material within 50 metres lead |  | Cum | 1123.1
Dismantling | 15.11(a) | Removing mortar from and cleaning bricks (Stacks of clean bricks shall be measured) | From brick work in mud mortar | Cum | 1292.9
Dismantling | 15.11(b) | Removing mortar from and cleaning bricks (Stacks of clean bricks shall be measured) | From brick work in lime mortar | Cum | 1502.2
Dismantling | 15.11(c) | Removing mortar from and cleaning bricks (Stacks of clean bricks shall be measured) | From brick work in cement mortar | Cum | 1894.1
Dismantling | 15.12 | Dismantling wood work of sectional area 40 Sq.cm. and above wrought, framed and fixed in frames, other frames and trusses including stacking the material within 50 m lead |  | Cum | 2640.4
Dismantling | 15.13 | Dismantling wood work of sectional area below 40 Sq.cm. and above wrought, framed and fixed in frames, other frames and trusses including stacking the material within 50 m lead |  | Metre | 10.6
Dismantling | 15.16 | Dismantling wooden chajjas and sunshades including stacking of serviceable material and disposal of unserviceable material within 50 m lead |  | Sqm | 82.4
Dismantling | 15.17 | Dismantling steel work in single section in RS joists including dismembering and stacking within 50 m lead |  | Quintal | 182.9
Dismantling | 15.18 | Dismantling steel work in single section in channels, angles, tees and flats including dismembering and stacking within 50 m lead |  | Quintal | 125.7
Dismantling | 15.19 | Dismantling steel work in built up section in angles, tees, flats and channels including all gusset plates, bolts, nuts, cutting rivets, welding etc including dismembering and stacking within 50 m lead |  | Quintal | 315.8
Dismantling | 15.20 | Dismantling steel work in built up section excluding dismembering and stacking within 50 m lead |  | Quintal | 202.9
Dismantling | 15.21 | Extra for dismantling trusses, rafters, purlins etc of steel work for every additional span of one metre or part thereof beyond 10 m |  | Quintal | 46.1
Dismantling | 15.22 | Extra for marking structural steel work requried to be re-erected |  | Quintal | 274.2
Dismantling | 15.23(a) | Dismantling the tile work in floors and roofs laid in cement including stacking of materials within 50 m lead | For thickness of tiles 10 mm to 25 mm | Sqm | 43.2
Dismantling | 15.23(b) | Dismantling the tile work in floors and roofs laid in cement including stacking of materials within 50 m lead | For thickness of tiles above 25 mm and up to 40 mm | Sqm | 68.1
Dismantling | 15.24 | Dismantling dry brick pitching in floors, drains etc including stacking of serviceable material and disposal of unserviceable material within 50 m lead |  | Cum | 717.4
Dismantling | 15.25 | Dismantling GI sheet roofing including ridges, hips, valleys and gutters etc and stacking the material within 50 m lead |  | Sqm | 95
Dismantling | 15.26 | Dismantling asbestos sheet roofing including ridges, hips, valleys and gutters stacking the material within 50 m lead |  | Sqm | 44
Dismantling | 15.27 | Demolishing thatch roofing including mats, bamboo jafri etc complete including stacking of serviceable material and disposal of unserviceable material within 50 m lead |  | Sqm | 31.2
Dismantling | 15.28 | Dismantling ballies in posts, purlins or rafters including stacking within 50 m lead |  | Metre | 11.5
Dismantling | 15.29(a) | Dismantling CI or asbestos, rain water pipes with fittings and clamps including stacking the materials within 50 m lead | 75 mm dia pipe | Metre | 41.3
Dismantling | 15.29(b) | Dismantling CI or asbestos, rain water pipes with fittings and clamps including stacking the materials within 50 m lead | 100 mm dia pipe | Metre | 42.5
Dismantling | 15.29(c) | Dismantling CI or asbestos, rain water pipes with fittings and clamps including stacking the materials within 50 m lead | 150 mm dia pipe | Metre | 49.4
Dismantling | 15.30 | Dismantling of barbed wire or flexible wire rope in fencing including making rolls and stacking within 50 m lead |  | Quintal | 2006.5
Dismantling | 15.31 | Dismantling wooden trellis work in position excluding frames but including stacking the serviceable material within 50 m lead |  | Sqm | 50.6
Dismantling | 15.32 | Dismantling expanded metal or IRC fabrics in the necessary battens and beading including stacking the sreviceable material within 50 m lead |  | Sqm | 42.1
Dismantling | 15.33(a) | Dismantling wooden boarding in lining of walls and partitions excluding supporting members but including stacking within 50 m lead | Up to 10 mm thick | Sqm | 34.6
Dismantling | 15.33(b) | Dismantling wooden boarding in lining of walls and partitions excluding supporting members but including stacking within 50 m lead | Thickness above 10 mm and up to 25 mm | Sqm | 44.1
Dismantling | 15.33(c) | Dismantling wooden boarding in lining of walls and partitions excluding supporting members but including stacking within 50 m lead | Thickness above 25 mm and up to 40 mm | Sqm | 50.5
Dismantling | 15.34(a) | Dismantling precast concrete or stone slabs in wall, partition walls etc including stacking within 50 m lead | Thickness up to 38 mm | Sqm | 159.2
Dismantling | 15.34(b) | Dismantling precast concrete or stone slabs in wall, partition walls etc including stacking within 50 m lead | Thickness above 38 mm and up to 75 mm | Sqm | 238.6
Dismantling | 15.35 | Dismantling cement, asbestos, celotax or other ceiling or partition hard board partition wall including stacking of serviceable materials and disposal of unserviceable materials within 50 m lead |  | Sqm | 32.5
Dismantling | 15.36(a) | Dismantling and stacking within 50 m lead fencing posts or struts including all earth work and dismantling of concrete etc in the base of | I or L iron or pipes | Each | 115
Dismantling | 15.37 | Cutting ballies or wooden posts of fencing at the point of projection above the concrete or ground and stacking the same within 50 m lead |  | Each | 4.3
Miscellaneous | 16.1 | Supplying at site 1.80 m ling RCC standard posts with wooden plugs or 6 mm bar nibs |  | Each | 1362.9
Miscellaneous | 16.2 | Supplying at site 2 m long RCC standard struts |  | Each | 777.7
Miscellaneous | 16.3(a) | 1.20 m high fencing with 1.8 m RCC posts of standard design placed every 3 m apart, embedded in cement concrete blocks, corner end and every 10th post to be strutted, provided with 9 horizontal lines and two diagonals of barbed wire 9.38 Kg per 100 m (min) between two posts fitted and fixed with GI staples on wooden plugs tied to 6 mm bar nibs with binding wire (cost of RCC posts, struts, earth work and concrete to be paid for separately) | GI barbed wire | Metre | 176
Miscellaneous | 16.3(b) | 1.20 m high fencing with 1.8 m RCC posts of standard design placed every 3 m apart, embedded in cement concrete blocks, corner end and every 10th post to be strutted, provided with 9 horizontal lines and two diagonals of barbed wire 9.38 Kg per 100 m (min) between two posts fitted and fixed with GI staples on wooden plugs tied to 6 mm bar nibs with binding wire (cost of RCC posts, struts, earth work and concrete to be paid for separately) | MS barbed wire | Metre | 173.3
Miscellaneous | 16.4 | Supplying 80 mm to 100 mm minimum dia sal ballies at site in required length |  | Metre | 95.1
Miscellaneous | 16.5(a) | 1.20 m high fencing with 1.8 m sal ballie posts 30 cm girth (min) placed every 2.50 m apart, embedded in cement concrete blocks, corner end and every 12th post to be strutted, provided with 6 horizontal lines and two diagonals of barbed wire 9.38 Kg per 100 m (min) between two posts fitted and fixed with GI staples including coal tarring of ballies complete (cost of posts, struts, earth work and concrete to be paid for separately) | GI barbed wire | Metre | 156.2
Miscellaneous | 16.5(b) | 1.20 m high fencing with 1.8 m sal ballie posts 30 cm girth (min) placed every 2.50 m apart, embedded in cement concrete blocks, corner end and every 12th post to be strutted, provided with 6 horizontal lines and two diagonals of barbed wire 9.38 Kg per 100 m (min) between two posts fitted and fixed with GI staples including coal tarring of ballies complete (cost of posts, struts, earth work and concrete to be paid for separately) | MS barbed wire | Metre | 154.2
Miscellaneous | 16.6(a) | 1.80 m high fencing with 2.50 m sal ballie posts 30 cm girth (min) placed every 2.50 m apart, embedded in cement concrete blocks, corner end and every 12th posts to be strutted, provided with 9 horizontal lines and two diagonals of barbed wire 9.38 Kg per 100 m (min) between two posts fitted and fixed with GI staples including coat tarring of ballies complete (cost of posts, struts, earth work and concrete to be paid for separately) | GI barbed wire | Metre | 213
Miscellaneous | 16.6(b) | 1.80 m high fencing with 2.50 m sal ballie posts 30 cm girth (min) placed every 2.50 m apart, embedded in cement concrete blocks, corner end and every 12th posts to be strutted, provided with 9 horizontal lines and two diagonals of barbed wire 9.38 Kg per 100 m (min) between two posts fitted and fixed with GI staples including coat tarring of ballies complete (cost of posts, struts, earth work and concrete to be paid for separately) | MS barbed wire | Metre | 210.2
Miscellaneous | 16.7(a) | 2.40 m high fencing with 3.30 m sal ballies posts 30 cm girth (min) placed every 2.50 m apart, embedded in cement concrete blocks, corner end and every 12th posts to be strutted, provided with 12 horizontal lines and two diagonals of barbed wire 9.38 Kg per 100 m (min) between two posts fitted and fixed with GI staples including coal tarring of ballies complete (cost of posts, struts, earth work and concrete to be paid for separately) | GI barbed wire | Metre | 271.1
Miscellaneous | 16.7(b) | 2.40 m high fencing with 3.30 m sal ballies posts 30 cm girth (min) placed every 2.50 m apart, embedded in cement concrete blocks, corner end and every 12th posts to be strutted, provided with 12 horizontal lines and two diagonals of barbed wire 9.38 Kg per 100 m (min) between two posts fitted and fixed with GI staples including coal tarring of ballies complete (cost of posts, struts, earth work and concrete to be paid for separately) | MS barbed wire | Metre | 267.5
Miscellaneous | 16.9 | Making plinth protection 50 mm thick of cement concrete 1 : 3 : 6 (1 cement : 3 coarse sand : 6 stone aggregate using 20 mm nominal size) over 75 mm bed of stone ballast 40 mm nominal size well rammed and consolidated and grouted with fine sand including finsihing the top smooth |  | Sqm | 685.6
Miscellaneous | 16.10 | Brick edging 7.50 cm wide and 12.50 cm deep to plinth protection with 2nd class bricks including grouting with cement mortar 1 : 4 (1 cement : 4 fine sand) |  | Metre | 99.6
Miscellaneous | 16.11 | Making plinth protection with 2nd class bricks on edge in cement mortar 1 : 6 (1 cement : 6 fine sand) over 7.50 cm bed of dry bricks aggregate 40 mm nominal size rammed consolidated and grouted with fine sand and the top of bricks pointed with cement mortar 1 : 2 (1 cement : 2 fine sand) |  | Sqm | 1473.2
Miscellaneous | 16.12 | Finishing edges of cement concrete sunk floors plastered with cement mortar 1 : 2 (1 cement :2 coarse sand) including rounding the same and finished even and smooth with a floating coat of neat cement |  | Metre | 54.6
Miscellaneous | 16.13(a) | Finishing edges of mosaic sunk floor plastered with cement mortar 1 : 2 (1 cement : 2 coarse sand) round the same and providing top 6 mm layer of marble chips mixed with cement and pigment finished to required curve and polishing etc complete | Dark shades pigment with ordinary cement | Metre | 130.2
Miscellaneous | 16.13(b) | Finishing edges of mosaic sunk floor plastered with cement mortar 1 : 2 (1 cement : 2 coarse sand) round the same and providing top 6 mm layer of marble chips mixed with cement and pigment finished to required curve and polishing etc complete | Light shade pigment with white cement | Metre | 138.4
Miscellaneous | 16.13(c) | Finishing edges of mosaic sunk floor plastered with cement mortar 1 : 2 (1 cement : 2 coarse sand) round the same and providing top 6 mm layer of marble chips mixed with cement and pigment finished to required curve and polishing etc complete | Medium shade pigment with 50% white and 50% ordinary cement | Metre | 133.3
Miscellaneous | 16.14 | Providing and fixing 25 mm dia GI pipe outlet in cement mortar 1 : 3 (1 cement :3 fine sand) including cutting and making good the wall |  | Metre | 1028
Miscellaneous | 16.15 | Providing and fixing 40 mm dia GI Pipe outlet in cement mortar 1 : 3 (1 cement : 3 fine sand) including cutting and making good the wall |  | Metre | 1239.7
Miscellaneous | 16.16 | Providing and fixing 10 cm dia flue of cement asbestos pipe with necessary specials including fixing in position with iron clamps complete |  | Metre | 393.5
Miscellaneous | 16.17 | Providing and fixing peg rack 75 x 10 x 2 cm thick of best available local wood with three hard wood pegs of approved design |  | Each | 256.2
Miscellaneous | 16.18 | Providing chases 75 mm wide 50 mm deep (average size) in walls for conduit pipe and filling the same with cement concrete 1 : 3 : 6 (1 cement : 3 coarse sand : 6 graded stone aggregate 20 mm and down size) after the conduct pipe is laid (excluding the cost of conduit pipe) |  | Metre | 108.5
Miscellaneous | 16.19 | Providing and fixing 25 x 25 x 1.50 mm angle iron or 25 x 3 mm tread plate to RCC steps |  | Metre | 197.4
Miscellaneous | 16.20 | Construction of 2nd class brick masonry chullah 0.75 x 0.45 x 0.25 m with two holes in cement mortar 1 : 6 (1 cement : 6 coarse sand) includng fixing iron gratings 150 mm dia and finishing with mud and gobri plaster complete |  | Each | 783.4
Miscellaneous | 16.21 | Providing and fixing one layer of champa kampa tarja wall with split bamboo (tarja) 75 mm wide and bamboo battens of 40 mm wide including tying with GI wire complete as per drawing and as directed by the Engineer-in-Charge (opening for doors and windows not to be deducted) |  | Sqm | 773.8
Miscellaneous | 16.22 | Providing and fixing one layer of champa kampa tarja wall with split bamboo (tarja) 75 mm wide and bamboo battens of 40 mm wide including one layer of dhari lining and tying with GI wire complete as per drawing and as directed by the Engineer-in-Charge (opening for doors and windows not to be deducted) |  | Sqm | 810.9
Miscellaneous | 16.23 | Providing and fixing muli bamboo tarja walling plain woven with split bamboo (tarja) 75 mm wide and bamboo battens of 40 mm wide including tying with GI wire complete as per drawing and as directed by the Engineer-in-Charge (opening for doors and windows not to be deducted) |  | Sqm | 432.3
Miscellaneous | 16.24 | Providing and fixing double layer dhari mat walling strenghthened with split bamboo battens 40 mm wide including tying with GI wire complete as per drawing and as directed by the Engineer-in-Charge |  | Sqm | 259.7
Miscellaneous | 16.25 | Providing and fixing muli bamboo jafri including tying with GI wire complete as per drawing and as directed by Engineer-in-Charge |  | Sqm | 251.8
Miscellaneous | 16.26 | Providing and fixing muli bamboo compound fencing plain woven with split bamboo (tarja) 75 mm wide and bamboo battens of 40 mm wide including tying with GI wire complete as directed by Engineer-in-Charge |  | Sqm | 373.1
Miscellaneous | 16.27 | Providing and fixing whole muli bamboo walling with muli bamboo 40 mm dia placed closely including bamboo battens tied with GI wire complete as per drawing and as directed by Engineer-in-Charge |  | Sqm | 615.6
Miscellaneous | 16.28 | Providing and fixing jhap door (1.8 x 0.90 m) for compound fencing or for house with double layer dhari and jafri including split bamboo frames fitted and fixed with GI wire complete as per drawing and as directed by Engineer-in-Charge |  | Each | 1283.7
Miscellaneous | 16.29 | Providing and fixing jhap window (0.90 x 0.75 m) with double layer dhari and jafri including split bamboo frames fitted and fixed with GI wire complete as per drawing and as directed by Engineer-in-Charge |  | Each | 641.9
Miscellaneous | 16.30 | Providing and fixing whole muli bamboo machan with barak bamboo 75 mm dia to 100 mm dia posts and runners tied with coir rope complete with one layer of champa kampa tarja matting as per drawing and directed by Engineer-in-Charge |  | Sqm | 1431.8
Miscellaneous | 16.31 | Providing and fixing Barak bamboo 75 mm dia to 100 mm dia posts, posts plates, ties, king posts etc tied with coir rope |  | Metre | 37.4
Miscellaneous | 16.32 | Coir rope laska ties (for independent work only) 6 ply |  | Each | 10.5
Miscellaneous | 16.33 | Leaping wall, floor and plinth with mud mixed with cowdung |  | Sqm | 31
Miscellaneous | 16.34(a) | Providing and fixing third class local wood such as awal, neur, kata kuri, kurta and ramdala ballies (dressed) in posts, purlins, rafters, post plates etc including cost of nails and spikes as required and applying wood preservative paint on all exposed surfaces | 100 mm dia | Metre | 136
Miscellaneous | 16.34(b) | Providing and fixing third class local wood such as awal, neur, kata kuri, kurta and ramdala ballies (dressed) in posts, purlins, rafters, post plates etc including cost of nails and spikes as required and applying wood preservative paint on all exposed surfaces | 125 mm dia | Metre | 152.1
Miscellaneous | 16.34(c) | Providing and fixing third class local wood such as awal, neur, kata kuri, kurta and ramdala ballies (dressed) in posts, purlins, rafters, post plates etc including cost of nails and spikes as required and applying wood preservative paint on all exposed surfaces | 150 mm dia | Metre | 174.7
Miscellaneous | 16.35 | Renewing muli bamboo battens 40 mm wide for tarja wall, compound fencing, jafri etc including removal of old battens as directed by the Engineer-in-Charge |  | Metre | 11.6
Miscellaneous | 16.36 | Renewing muli bamboo roof frames with new muli bamboo including removing old sungrass or single dhari lining etc including tying with GI wire where necessary |  | Sqm | 218.5
Miscellaneous | 16.37 | Repairs to thatching with new sungrass (superior quality) including tying with GI wire complete as directed |  | Sqm | 37.5
Miscellaneous | 16.38 | Providing and fixing local wooden railing 0.75 m high with 7.5 x 5 cm top and bottom rails 7.5 x 5 cm sides and 5 cm x 5 cm intermediate vertical bars placed at 22.5 cm centre to centre including painting two or more coats as directed |  | Metre | 1671.5
Miscellaneous | 16.39 | Providing and fixing soft wood 'EVE' board 25 mm thick and 225 mm wide including painting two coats complete as directed |  | Metre | 500.2
Miscellaneous | 16.40 | Providing and fixing 30 mm thick approved local wood (Class - B I) shelves 30 cm wide complete with wooden brackets not more than 1.52 m |  | Metre | 1597.8
Miscellaneous | 16.41 | Providing and fixing 38 mm thick (Class - B I) approved local wood shelves 38 cm wide complete with wooden brackets not more than 1.52 m |  | Metre | 1549.8
Miscellaneous | 16.42 | Providing and approved local wood (Class - B I) ventilating louvers or sun shade with 75 x 38 mm framed and 152 x 12.5 mm thick shutters complete |  | Sqm | 4018.1
Miscellaneous | 16.43 | Providing and fixing local wood (Class - B I) skirting (plain) 23 cm deep 25 mm thick including fixing with necessary fittings complete |  | Metre | 550.6
Miscellaneous | 16.44 | Providing and fixing approved local wood (Class - B I) railing 91 cm high with 38 mm x 38 mm wooden bars at 10 cm centre to centre complete with top and bottom rails 89 mm x 51 mm complete |  | Metre | 1946.7
Miscellaneous | 16.45 | Providing and fixing wooden step of approved local wood (Class - B I) 38 mm thick for 61 cm high plinth with 30 cm tread and 15 cm rise complete |  | Metre | 4398.1
Miscellaneous | 16.46 | Providing and fixing wooden steps of approved local wood (Class - B I) 35 cm thick for 61 cm high plinth with 23 cm tread and 15 cm rise complete |  | Metre | 3239.8
Miscellaneous | 16.47(a) | Providing and fixing 18 mm thick gang saw cut, mirror polished, premoulded and prepolished, machine cut for kitchen platforms, vanity counters, window sills, facias and similar locations of required size, approved shade, colour and texture laid over 20 mm thick base cement mortar 1:4 (1 cement : 4 coarse sand), joints treated with white cement, mixed with matching pigment, epoxy touch ups, including rubbing, curing, moulding and polishing to edges to give high gloss finish etc. complete at all levels | Raj Nagar Plain white marble/ Udaipur green marble/ Zebra black marble (Area of slab over 0.50 sqm) | Sqm | 3585.6
Miscellaneous | 16.48 | Providing edge moulding to 18 mm thick marble stone counters, Vanities etc., including machine polishing to edge to give high gloss finish etc. complete as per design approved by Engineer-in-Charge |  | Sqm | 254.5
Miscellaneous | 16.49 | Extra for providing opening of required size & shape for wash basin/ kitchen sink in kitchen platform, vanity counter and similar location in marble/ Granite/ stone work, including necessary holes for pillar taps etc. including moulding, rubbing and polishing of cut edges etc. complete |  | Each | 605.2
Miscellaneous | 16.50(a)(i) | Providing and fixing Stainless Steel A ISI 304 (18/8) kitchen sink as per IS:13983 with C.I. brackets and stainless steel plug 40 mm, including painting of fittings and brackets, cutting and making good the walls wherever required Kitchen sink with drain board | 510x1040 mm bowl depth 250 mm | Each | 5190.4
Drainage | 17.1 | Construction of cement concrete drain 15 cm wide and 15 cm deep in cement concrete 1 : 3 : 6 (1 cement : 3 sand : 6 hard graded stone chips or shingle 40 mm and down gauge) 8 cm thick on sides and bottom and plastering and all exposed surfaces with 12 mm thick cement mortar 1 : 3 (1 cement : 3 coarse sand) including shuttering complete |  | Metre | 584.5
Drainage | 17.2 | Construction of cement concrete drain 30 cm wide and 23 cm deep in cement concrete 1 : 3 : 6 (1 cement : 3 sand : 6 hard graded stone chips/shingle 40 mm and down gauge) 8 cm thick on sides and bottom and plastering on all exposed surfaces with 12 mm thick cement mortar1 : 3 (1 cement : 3 fine sand) including shuttering complete |  | Metre | 811.4
Drainage | 17.3 | Making kutcha drain up to 30 cm wide and 23 cm deep in all soils including dressing removal of surplus earth and making proper gradient |  | Metre | 34.2
Drainage | 17.4(a) | Providing laying and jointing glazed stone ware pipe grade 'A' with stiff mixture of cement mortar in the proportion of 1:1 (1 cement : 1 fine sand) including testing of joints etc. complete | 100 mm dia SW pipes | Metre | 549.4
Drainage | 17.4(b) | Providing laying and jointing glazed stone ware pipe grade 'A' with stiff mixture of cement mortar in the proportion of 1:1 (1 cement : 1 fine sand) including testing of joints etc. complete | 150 mm dia SW pipes | Metre | 729.8
Drainage | 17.4(c) | Providing laying and jointing glazed stone ware pipe grade 'A' with stiff mixture of cement mortar in the proportion of 1:1 (1 cement : 1 fine sand) including testing of joints etc. complete | 200 mm dia SW pipes | Metre | 957.9
Drainage | 17.5(a) | Providing and laying cement concrete 1 : 5 : 10 (1 cement : 5 lime sand : 10 graded stone aggregate 40 mm nominal size) all around SW Pipe including bed concrete 15 cm thick as per standard design | 100 mm dia SW pipes | Metre | 990.6
Drainage | 17.5(b) | Providing and laying cement concrete 1 : 5 : 10 (1 cement : 5 lime sand : 10 graded stone aggregate 40 mm nominal size) all around SW Pipe including bed concrete 15 cm thick as per standard design | 150 mm dia SW pipes | Metre | 1061.4
Drainage | 17.5(c) | Providing and laying cement concrete 1 : 5 : 10 (1 cement : 5 lime sand : 10 graded stone aggregate 40 mm nominal size) all around SW Pipe including bed concrete 15 cm thick as per standard design | 200 mm dia SW pipes | Metre | 1219.2
Drainage | 17.6(a) | Providing and Layng light duty non-pressure NP2 Class RCC pipes with collars jointed with stiff mixture of cement mortar in the proportion of 1:2 (1 Cement : 2 fine sand) including testing joints etc complete | 100 mm dia RCC Pipes (NP2) | Metre | 521.2
Drainage | 17.6(b) | Providing and Layng light duty non-pressure NP2 Class RCC pipes with collars jointed with stiff mixture of cement mortar in the proportion of 1:2 (1 Cement : 2 fine sand) including testing joints etc complete | 150 mm dia RCC Pipes (NP2) | Metre | 678.1
Drainage | 17.6(c) | Providing and Layng light duty non-pressure NP2 Class RCC pipes with collars jointed with stiff mixture of cement mortar in the proportion of 1:2 (1 Cement : 2 fine sand) including testing joints etc complete | 250 mm dia RCC Pipes (NP2) | Metre | 1002.6
Drainage | 17.6(d) | Providing and Layng light duty non-pressure NP2 Class RCC pipes with collars jointed with stiff mixture of cement mortar in the proportion of 1:2 (1 Cement : 2 fine sand) including testing joints etc complete | 300 mm dia RCC Pipes (NP2) | Metre | 1301.3
Drainage | 17.7(a) | Providing and laying light duty non-pressure NP2 class RCC pipes with collars jointed with stiff mixture of cement mortar in the proportion of 1 : 2 (1 cement : 2 fine sand) including testing joints etc complete | 450 mm dia RCC pipes (NP2) | Metre | 2704.2
Drainage | 17.7(b) | Providing and laying light duty non-pressure NP2 class RCC pipes with collars jointed with stiff mixture of cement mortar in the proportion of 1 : 2 (1 cement : 2 fine sand) including testing joints etc complete | 600 mm dia RCC pipes (NP2) | Metre | 3842.1
Drainage | 17.7(c) | Providing and laying light duty non-pressure NP2 class RCC pipes with collars jointed with stiff mixture of cement mortar in the proportion of 1 : 2 (1 cement : 2 fine sand) including testing joints etc complete | 700 mm dia RCC pipes (NP2) | Metre | 4022.7
Drainage | 17.7(d) | Providing and laying light duty non-pressure NP2 class RCC pipes with collars jointed with stiff mixture of cement mortar in the proportion of 1 : 2 (1 cement : 2 fine sand) including testing joints etc complete | 900 mm dia RCC pipes (NP2) | Metre | 6051.4
Drainage | 17.7(e) | Providing and laying light duty non-pressure NP2 class RCC pipes with collars jointed with stiff mixture of cement mortar in the proportion of 1 : 2 (1 cement : 2 fine sand) including testing joints etc complete | 1000 mm dia RCC pipes (NP2) | Metre | 6715
Drainage | 17.8(a) | Constructing brick masonry manhole with 2nd class bricks in cement mortar 1 : 5 (1 cement :5 fine sand) RCC top slab with 1 : 2 : 4 mix (1 cement : 2 coarse sand : 4 stone single 20 mm nominal size), foundation concrete 1 : 4 : 8 mix (1 cement : 4 coarse sand : 8 stone aggregate 40 mm nominal size) inside plastering 12 mm thick with cement mortar 1 : 3 (1 cement : 3 coarse sand) finished with a floating coat of neat cement and making channels in cement concrete 1 : 2 : 4 mix (1 cement : 2 coarse sand : 4 stone aggregate 20 mm nominal size) neatly finished complete as per standard design | Inside size 90 x 80 cm and 45 cm deep including CI cover with frame (light duty) 455 x 610 mm internal dimensions total weight of cover and frame to be not less than 38 Kg (weight of cover and frame to be not less than 38 kg, (weight of cover 23 Kg and weight of frame 15 Kg) | Each | 16422
Drainage | 17.9 | Making soak pit 2.50 m dia 3 m deep with 45 x 45 cm dry brick honeycomb shaft and SW drain pipe 100 mmdia 1.80 m long complete as per standard design |  | Each | 42159.6
Drainage | 17.10 | Construction of soak pit 1.2 x 1.1 x 1.2 m filled with brick bats including SW drain pipe 100 mm dia and 1.20 m long complete as per standard design |  | Each | 6274.9
Water Supply | 18.1(a) | Providing and fixing GI pipes complete with GI fittings and clamps including cutting and making good the walls (internal work) | 15 mm nominal bore | Metre | 461.6
Water Supply | 18.1(b) | Providing and fixing GI pipes complete with GI fittings and clamps including cutting and making good the walls (internal work) | 20 mm nominal bore | Metre | 538.6
Water Supply | 18.1(c) | Providing and fixing GI pipes complete with GI fittings and clamps including cutting and making good the walls (internal work) | 25 mm nominal bore | Metre | 701.2
Water Supply | 18.1(d) | Providing and fixing GI pipes complete with GI fittings and clamps including cutting and making good the walls (internal work) | 32 mm nominal bore | Metre | 834.2
Water Supply | 18.1(e) | Providing and fixing GI pipes complete with GI fittings and clamps including cutting and making good the walls (internal work) | 40 mm nominal bore | Metre | 1000.6
Water Supply | 18.1(f) | Providing and fixing GI pipes complete with GI fittings and clamps including cutting and making good the walls (internal work) | 50 mm nominal bore | Metre | 1290.6
Water Supply | 18.2(a) | Providing and fixing GI pipes complete with GI fittings including trenching and refilling etc (external work) | 15 mm nominal bore | Metre | 399.6
Water Supply | 18.2(b) | Providing and fixing GI pipes complete with GI fittings including trenching and refilling etc (external work) | 20 mm nominal bore | Metre | 457.4
Water Supply | 18.2(c) | Providing and fixing GI pipes complete with GI fittings including trenching and refilling etc (external work) | 25 mm nominal bore | Metre | 599.3
Water Supply | 18.2(d) | Providing and fixing GI pipes complete with GI fittings including trenching and refilling etc (external work) | 32 mm nominal bore | Metre | 701.1
Water Supply | 18.2(e) | Providing and fixing GI pipes complete with GI fittings including trenching and refilling etc (external work) | 40 mm nominal bore | Metre | 817.8
Water Supply | 18.2(f) | Providing and fixing GI pipes complete with GI fittings including trenching and refilling etc (external work) | 50 mm nominal bore | Metre | 1036.4
Water Supply | 18.2(g) | Providing and fixing GI pipes complete with GI fittings including trenching and refilling etc (external work) | 65 mm nominal bore | Metre | 1170.2
Water Supply | 18.2(h)(i) | Providing and fixing GI pipes complete with GI fittings including trenching and refilling etc (external work) 80 mm nominal bore | 100 mm nominal bore | Metre | 1755.4
Water Supply | 18.2(h) | Providing and fixing GI pipes complete with GI fittings including trenching and refilling etc (external work) | 80 mm nominal bore | Metre | 1520.9
Water Supply | 18.2(j) | Providing and fixing GI pipes complete with GI fittings including trenching and refilling etc (external work) | 150 mm nominal bore | Metre | 2729.2
Water Supply | 18.3(a) | Providing and fixing brass bib cock of approved quality | 15 mm nominal bore | Each | 466.8
Water Supply | 18.3(b) | Providing and fixing brass bib cock of approved quality | 20 mm nominal bore | Each | 522.2
Water Supply | 18.3(c) | Providing and fixing brass bib cock of approved quality | 25 mm nominal bore | Each | 626
Water Supply | 18.4(a) | Providing and fixing brass full way valve with wheel of approved quality | 32 mm nominal bore | Each | 1327.2
Water Supply | 18.4(b) | Providing and fixing brass full way valve with wheel of approved quality | 40 mm nominal bore | Each | 1731.7
Water Supply | 18.4(c) | Providing and fixing brass full way valve with wheel of approved quality | 50 mm nominal bore | Each | 2552.9
Water Supply | 18.4(d) | Providing and fixing brass full way valve with wheel of approved quality | 65 mm nominal bore | Each | 3574.9
Water Supply | 18.4(e) | Providing and fixing brass full way valve with wheel of approved quality | 80 mm nominal bore | Each | 5430.4
Water Supply | 18.4(f) | Providing and fixing brass full way valve with wheel of approved quality | 100 mm nominal bore | Each | 6428.3
Water Supply | 18.5(a) | Providing and fixing brass stop cock of approved quality | 15 mm nominal bore | Each | 655.6
Water Supply | 18.5(b) | Providing and fixing brass stop cock of approved quality | 20 mm nominal bore | Each | 591
Water Supply | 18.5(c) | Providing and fixing brass stop cock of approved quality | 25 mm nominal bore | Each | 658.3
Water Supply | 18.5(d) | Providing and fixing brass stop cock of approved quality | 32 mm nominal bore | Each | 1009
Water Supply | 18.5(e) | Providing and fixing brass stop cock of approved quality | 40 mm nominal bore | Each | 1474.1
Water Supply | 18.5(f) | Providing and fixing brass stop cock of approved quality | 50 mm nominal bore | Each | 2051.4
Water Supply | 18.7(a) | Providing and fixing non-return valve of approved quality | 25 mm nominal bore | Each | 554.6
Water Supply | 18.7(b) | Providing and fixing non-return valve of approved quality | 32 mm nominal bore | Each | 777.2
Water Supply | 18.7(c) | Providing and fixing non-return valve of approved quality | 40 mm nominal bore | Each | 1123.7
Water Supply | 18.7(d) | Providing and fixing non-return valve of approved quality | 50 mm nominal bore | Each | 2113.5
Water Supply | 18.7(e) | Providing and fixing non-return valve of approved quality | 65 mm nominal bore | Each | 3503.5
Water Supply | 18.7(f) | Providing and fixing non-return valve of approved quality | 80 mm nominal bore | Each | 5334.7
Water Supply | 18.8(a) | Providing and fixing CP brass shower rose with 15 mm or 20 mm dia inlet | 100 mm dia | Each | 534.3
Water Supply | 18.8(b) | Providing and fixing CP brass shower rose with 15 mm or 20 mm dia inlet | 150 mm dia | Each | 812
Water Supply | 18.10(a) | Providing and fixing normal gauge HD polythene pipes of approved quality/complete with special flange compression type fittings (of approved make) including trenching and refilling etc (external work) | 25 mm nominal bore | Metre | 223.6
Water Supply | 18.10(b) | Providing and fixing normal gauge HD polythene pipes of approved quality/complete with special flange compression type fittings (of approved make) including trenching and refilling etc (external work) | 32 mm nominal bore | Metre | 272
Water Supply | 18.10(c) | Providing and fixing normal gauge HD polythene pipes of approved quality/complete with special flange compression type fittings (of approved make) including trenching and refilling etc (external work) | 40 mm nominal bore | Metre | 369.5
Water Supply | 18.10(d) | Providing and fixing normal gauge HD polythene pipes of approved quality/complete with special flange compression type fittings (of approved make) including trenching and refilling etc (external work) | 50 mm nominal bore | Metre | 546.6
Water Supply | 18.11(a) | Providing and fixing normal gauge HD polythene pipes of approved quality complete with appropriate fittings including cutting and making good walls etc (internal work) | 20 mm nominal bore | Metre | 208.6
Water Supply | 18.11(b) | Providing and fixing normal gauge HD polythene pipes of approved quality complete with appropriate fittings including cutting and making good walls etc (internal work) | 25 mm nominal bore | Metre | 276.4
Water Supply | 18.11(c) | Providing and fixing normal gauge HD polythene pipes of approved quality complete with appropriate fittings including cutting and making good walls etc (internal work) | 32 mm nominal bore | Metre | 429.2
Water Supply | 18.11(d) | Providing and fixing normal gauge HD polythene pipes of approved quality complete with appropriate fittings including cutting and making good walls etc (internal work) | 40 mm nominal bore | Metre | 516.2
Water Supply | 18.12(a) | Painting G.I. pipes and fittings with white paint over a coat of ready mixed priming coat both of approved quality for new work | 15 mm dia pipe | Metre | 10.3
Water Supply | 18.12(b) | Painting G.I. pipes and fittings with white paint over a coat of ready mixed priming coat both of approved quality for new work | 20 mm dia pipe | Metre | 13.3
Water Supply | 18.12(c) | Painting G.I. pipes and fittings with white paint over a coat of ready mixed priming coat both of approved quality for new work | 25 mm dia pipe | Metre | 17
Water Supply | 18.12(e) | Painting G.I. pipes and fittings with white paint over a coat of ready mixed priming coat both of approved quality for new work | 40 mm dia pipe | Metre | 26.7
Water Supply | 18.12(f) | Painting G.I. pipes and fittings with white paint over a coat of ready mixed priming coat both of approved quality for new work | 50 mm dia pipe | Metre | 32.6
Water Supply | 18.12(g) | Painting G.I. pipes and fittings with white paint over a coat of ready mixed priming coat both of approved quality for new work | 65 mm dia pipe | Metre | 42
Water Supply | 18.12(h)(i) | Painting G.I. pipes and fittings with white paint over a coat of ready mixed priming coat both of approved quality for new work 80 mm dia pipe | 100 mm dia pipe | Metre | 63.5
Water Supply | 18.12(h) | Painting G.I. pipes and fittings with white paint over a coat of ready mixed priming coat both of approved quality for new work | 80 mm dia pipe | Metre | 50.9
Water Supply | 18.12(j) | Painting G.I. pipes and fittings with white paint over a coat of ready mixed priming coat both of approved quality for new work | 150 mm dia pipe | Metre | 93.1
Water Supply | 18.13(a) | Repainting GI pipes and fitting with white paint of approve quality | 15 mm dia pipe | Metre | 4.8
Water Supply | 18.13(b) | Repainting GI pipes and fitting with white paint of approve quality | 20 mm dia pipe | Metre | 6.1
Water Supply | 18.13(c) | Repainting GI pipes and fitting with white paint of approve quality | 25 mm dia pipe | Metre | 7.7
Water Supply | 18.13(d) | Repainting GI pipes and fitting with white paint of approve quality | 32 mm dia pipe | Metre | 9.6
Water Supply | 18.13(e) | Repainting GI pipes and fitting with white paint of approve quality | 40 mm dia pipe | Metre | 12
Water Supply | 18.13(f) | Repainting GI pipes and fitting with white paint of approve quality | 50 mm dia pipe | Metre | 14.6
Water Supply | 18.13(g) | Repainting GI pipes and fitting with white paint of approve quality | 65 mm dia pipe | Metre | 18.9
Water Supply | 18.13(h)(i) | Repainting GI pipes and fitting with white paint of approve quality 80 mm dia pipe | 100 mm dia pipe | Metre | 28.4
Water Supply | 18.13(h) | Repainting GI pipes and fitting with white paint of approve quality | 80 mm dia pipe | Metre | 22.8
Water Supply | 18.13(j) | Repainting GI pipes and fitting with white paint of approve quality | 150 mm dia pipe | Metre | 41.4
Water Supply | 18.14(a) | Painting GI pipes and fitting with two coats of anti corrosive bitumastic paint of approved qualtiy | 15 mm dia pipe | Metre | 5.9
Water Supply | 18.14(b) | Painting GI pipes and fitting with two coats of anti corrosive bitumastic paint of approved qualtiy | 20 mm dia pipe | Metre | 7.6
Water Supply | 18.14(c) | Painting GI pipes and fitting with two coats of anti corrosive bitumastic paint of approved qualtiy | 25 mm dia pipe | Metre | 9.6
Water Supply | 18.14(d) | Painting GI pipes and fitting with two coats of anti corrosive bitumastic paint of approved qualtiy | 32 mm dia pipe | Metre | 11.9
Water Supply | 18.14(e) | Painting GI pipes and fitting with two coats of anti corrosive bitumastic paint of approved qualtiy | 40 mm dia pipe | Metre | 14.8
Water Supply | 18.14(f) | Painting GI pipes and fitting with two coats of anti corrosive bitumastic paint of approved qualtiy | 50 mm dia pipe | Metre | 18.2
Water Supply | 18.14(g) | Painting GI pipes and fitting with two coats of anti corrosive bitumastic paint of approved qualtiy | 65 mm dia pipe | Metre | 23.4
Water Supply | 18.14(h)(i) | Painting GI pipes and fitting with two coats of anti corrosive bitumastic paint of approved qualtiy 80 mm dia pipe | 100 mm dia pipe | Metre | 35.5
Water Supply | 18.14(h) | Painting GI pipes and fitting with two coats of anti corrosive bitumastic paint of approved qualtiy | 80 mm dia pipe | Metre | 28.6
Water Supply | 18.14(j) | Painting GI pipes and fitting with two coats of anti corrosive bitumastic paint of approved qualtiy | 150 mm dia pipe | Metre | 52.4
Water Supply | 18.15(a) | Providing and filling sand all round GI pipes in external work | 15 mm dia pipe | Metre | 73.3
Water Supply | 18.15(b) | Providing and filling sand all round GI pipes in external work | 20 mm dia pipe | Metre | 74.3
Water Supply | 18.15(c) | Providing and filling sand all round GI pipes in external work | 25 mm dia pipe | Metre | 76.3
Water Supply | 18.15(d) | Providing and filling sand all round GI pipes in external work | 32 mm dia pipe | Metre | 78.3
Water Supply | 18.15(e) | Providing and filling sand all round GI pipes in external work | 40 mm dia pipe | Metre | 79.3
Water Supply | 18.15(f) | Providing and filling sand all round GI pipes in external work | 50 mm dia pipe | Metre | 82.2
Water Supply | 18.15(g) | Providing and filling sand all round GI pipes in external work | 65 mm dia pipe | Metre | 129.8
Water Supply | 18.15(h)(i) | Providing and filling sand all round GI pipes in external work 80 mm dia pipe | 100 mm dia pipe | Metre | 143.7
Water Supply | 18.15(h) | Providing and filling sand all round GI pipes in external work | 80 mm dia pipe | Metre | 134.7
Water Supply | 18.15(j) | Providing and filling sand all round GI pipes in external work | 150 mm dia pipe | Metre | 164
Water Supply | 18.16(a)(i) | Providing and fixing Chlorinated Polyvinyl Chloride (CPVC) pipes, having thermal stability for hot & cold water supply, including all CPVC plain & brass threaded fittings, including fixing the pipe with clamps at 1.00 m spacing. This includes jointing of pipes & fittings with one step CPVC solvent cement and testing of joints complete as per direction of Engineer in Charge Internal work - Exposed on wall | 15 mm nominal outer dia Pipes | Metre | 462.6
Water Supply | 18.16(b) | Providing and fixing Chlorinated Polyvinyl Chloride (CPVC) pipes, having thermal stability for hot & cold water supply, including all CPVC plain & brass threaded fittings, including fixing the pipe with clamps at 1.00 m spacing. This includes jointing of pipes & fittings with one step CPVC solvent cement and testing of joints complete as per direction of Engineer in Charge | 20 mm nominal outer dia Pipes | Metre | 562.1
Water Supply | 18.16(c) | Providing and fixing Chlorinated Polyvinyl Chloride (CPVC) pipes, having thermal stability for hot & cold water supply, including all CPVC plain & brass threaded fittings, including fixing the pipe with clamps at 1.00 m spacing. This includes jointing of pipes & fittings with one step CPVC solvent cement and testing of joints complete as per direction of Engineer in Charge | 25 mm nominal outer dia Pipes | Metre | 721.6
Water Supply | 18.16(d) | Providing and fixing Chlorinated Polyvinyl Chloride (CPVC) pipes, having thermal stability for hot & cold water supply, including all CPVC plain & brass threaded fittings, including fixing the pipe with clamps at 1.00 m spacing. This includes jointing of pipes & fittings with one step CPVC solvent cement and testing of joints complete as per direction of Engineer in Charge | 32 mm nominal outer dia Pipes | Metre | 989.4
Water Supply | 18.16(e) | Providing and fixing Chlorinated Polyvinyl Chloride (CPVC) pipes, having thermal stability for hot & cold water supply, including all CPVC plain & brass threaded fittings, including fixing the pipe with clamps at 1.00 m spacing. This includes jointing of pipes & fittings with one step CPVC solvent cement and testing of joints complete as per direction of Engineer in Charge | 40 mm nominal outer dia Pipes | Metre | 1394.3
Water Supply | 18.16(f) | Providing and fixing Chlorinated Polyvinyl Chloride (CPVC) pipes, having thermal stability for hot & cold water supply, including all CPVC plain & brass threaded fittings, including fixing the pipe with clamps at 1.00 m spacing. This includes jointing of pipes & fittings with one step CPVC solvent cement and testing of joints complete as per direction of Engineer in Charge | 50 mm nominal outer dia Pipes | Metre | 1850
Water Supply | 18.17 | Making chases up to 7.5x7.5 cm in walls including making good and finishing with matching surface after housing G.I. pipe etc |  | Metre | 122.3
Water Supply | 18.18(a)(i) | Providing and fixing Chlorinated Polyvinyl Chloride (CPVC) pipes, having thermal stability for hot & cold water supply, including all CPVC plain & brass threaded fittings, i/c fixing the pipe with clamps at 1.00 m spacing. This includes jointing of pipes & fittings with one step CPVC solvent cement and the cost of cutting chases and making good the same including testing of joints complete as per direction of Engineer in Charge Concealed work, including cutting chases and making good the walls etc | 15 mm nominal outer dia Pipes | Metre | 688.5
Water Supply | 18.18(a)(ii) | Providing and fixing Chlorinated Polyvinyl Chloride (CPVC) pipes, having thermal stability for hot & cold water supply, including all CPVC plain & brass threaded fittings, i/c fixing the pipe with clamps at 1.00 m spacing. This includes jointing of pipes & fittings with one step CPVC solvent cement and the cost of cutting chases and making good the same including testing of joints complete as per direction of Engineer in Charge Concealed work, including cutting chases and making good the walls etc | 20 mm nominal outer dia Pipes | Metre | 806.5
Water Supply | 18.18(a)(iii) | Providing and fixing Chlorinated Polyvinyl Chloride (CPVC) pipes, having thermal stability for hot & cold water supply, including all CPVC plain & brass threaded fittings, i/c fixing the pipe with clamps at 1.00 m spacing. This includes jointing of pipes & fittings with one step CPVC solvent cement and the cost of cutting chases and making good the same including testing of joints complete as per direction of Engineer in Charge Concealed work, including cutting chases and making good the walls etc | 25 mm nominal outer dia Pipes | Metre | 1021.2
Water Supply | 18.18(a)(iv) | Providing and fixing Chlorinated Polyvinyl Chloride (CPVC) pipes, having thermal stability for hot & cold water supply, including all CPVC plain & brass threaded fittings, i/c fixing the pipe with clamps at 1.00 m spacing. This includes jointing of pipes & fittings with one step CPVC solvent cement and the cost of cutting chases and making good the same including testing of joints complete as per direction of Engineer in Charge Concealed work, including cutting chases and making good the walls etc | 32 mm nominal outer dia Pipes | Metre | 1356.3
Water Supply | 18.19(a)(i) | Providing and fixing Chlorinated Polyvinyl Chloride (CPVC) pipes, having thermal stability for hot & cold water supply including all CPVC plain & brass threaded fittings This includes jointing of pipes & fittings with one step CPVC solvent cement, trenching, refilling & testing of joints complete as per direction of Engineer in Charge External work | 15 mm nominal outer dia Pipes | Metre | 427.6
Water Supply | 18.19(a)(ii) | Providing and fixing Chlorinated Polyvinyl Chloride (CPVC) pipes, having thermal stability for hot & cold water supply including all CPVC plain & brass threaded fittings This includes jointing of pipes & fittings with one step CPVC solvent cement, trenching, refilling & testing of joints complete as per direction of Engineer in Charge External work | 20 mm nominal outer dia Pipes | Metre | 515.2
Water Supply | 18.19(a)(iii) | Providing and fixing Chlorinated Polyvinyl Chloride (CPVC) pipes, having thermal stability for hot & cold water supply including all CPVC plain & brass threaded fittings This includes jointing of pipes & fittings with one step CPVC solvent cement, trenching, refilling & testing of joints complete as per direction of Engineer in Charge External work | 25 mm nominal outer dia Pipes | Metre | 683
Water Supply | 18.19(a)(iv) | Providing and fixing Chlorinated Polyvinyl Chloride (CPVC) pipes, having thermal stability for hot & cold water supply including all CPVC plain & brass threaded fittings This includes jointing of pipes & fittings with one step CPVC solvent cement, trenching, refilling & testing of joints complete as per direction of Engineer in Charge External work | 32 mm nominal outer dia Pipes | Metre | 931.9
Water Supply | 18.19(v)(vi) | Providing and fixing Chlorinated Polyvinyl Chloride (CPVC) pipes, having thermal stability for hot & cold water supply including all CPVC plain & brass threaded fittings This includes jointing of pipes & fittings with one step CPVC solvent cement, trenching, refilling & testing of joints complete as per direction of Engineer in Charge 40 mm nominal outer dia Pipes | 50 mm nominal outer dia Pipes | Metre | 1756.5
Water Supply | 18.19(v)(vii) | Providing and fixing Chlorinated Polyvinyl Chloride (CPVC) pipes, having thermal stability for hot & cold water supply including all CPVC plain & brass threaded fittings This includes jointing of pipes & fittings with one step CPVC solvent cement, trenching, refilling & testing of joints complete as per direction of Engineer in Charge 40 mm nominal outer dia Pipes | 62.5 mm nominal outer dia Pipes | Metre | 1593.3
Water Supply | 18.19(v)(viii) | Providing and fixing Chlorinated Polyvinyl Chloride (CPVC) pipes, having thermal stability for hot & cold water supply including all CPVC plain & brass threaded fittings This includes jointing of pipes & fittings with one step CPVC solvent cement, trenching, refilling & testing of joints complete as per direction of Engineer in Charge 40 mm nominal outer dia Pipes | 75 mm nominal outer dia Pipes | Metre | 2031.5
Water Supply | 18.19(v)(ix) | Providing and fixing Chlorinated Polyvinyl Chloride (CPVC) pipes, having thermal stability for hot & cold water supply including all CPVC plain & brass threaded fittings This includes jointing of pipes & fittings with one step CPVC solvent cement, trenching, refilling & testing of joints complete as per direction of Engineer in Charge 40 mm nominal outer dia Pipes | 100 mm nominal outer dia Pipes | Metre | 2875.9
Water Supply | 18.19(v)(x) | Providing and fixing Chlorinated Polyvinyl Chloride (CPVC) pipes, having thermal stability for hot & cold water supply including all CPVC plain & brass threaded fittings This includes jointing of pipes & fittings with one step CPVC solvent cement, trenching, refilling & testing of joints complete as per direction of Engineer in Charge 40 mm nominal outer dia Pipes | 150 mm nominal outer dia Pipes | Metre | 6059.5
Water Supply | 18.19(v) | Providing and fixing Chlorinated Polyvinyl Chloride (CPVC) pipes, having thermal stability for hot & cold water supply including all CPVC plain & brass threaded fittings This includes jointing of pipes & fittings with one step CPVC solvent cement, trenching, refilling & testing of joints complete as per direction of Engineer in Charge | 40 mm nominal outer dia Pipes | Metre | 1300.8
Water Supply | 18.20(a)(i) | Providing and fixing G.I. pipes complete with G.I. fittings and clamps, i/c cutting and making good the walls etc Internal work - Exposed on wall | 15 mm nominal outer dia Pipes | Metre | 298.6
Water Supply | 18.20(a)(ii) | Providing and fixing G.I. pipes complete with G.I. fittings and clamps, i/c cutting and making good the walls etc Internal work - Exposed on wall | 20 mm nominal outer dia Pipes | Metre | 350.8
Water Supply | 18.20(a)(iii) | Providing and fixing G.I. pipes complete with G.I. fittings and clamps, i/c cutting and making good the walls etc Internal work - Exposed on wall | 25 mm nominal outer dia Pipes | Metre | 441.3
Water Supply | 18.20(a)(iv) | Providing and fixing G.I. pipes complete with G.I. fittings and clamps, i/c cutting and making good the walls etc Internal work - Exposed on wall | 32 mm nominal outer dia Pipes | Metre | 513.8
Water Supply | 18.20(v)(vi) | Providing and fixing G.I. pipes complete with G.I. fittings and clamps, i/c cutting and making good the walls etc 40 mm nominal outer dia Pipes | 50 mm nominal outer dia Pipes | Metre | 828.9
Water Supply | 18.20(v) | Providing and fixing G.I. pipes complete with G.I. fittings and clamps, i/c cutting and making good the walls etc | 40 mm nominal outer dia Pipes | Metre | 647.5
Water Supply | 18.21(a) | Providing and fixing C.P. brass long nose bib cock of approved quality conforming to IS standards and weighing not less than 810 gms | 15 mm nominal bore | Each | 708.8
Water Supply | 18.22(a) | Providing and fixing C.P. brass long body bib cock of approved quality conforming to IS standards and weighing not less than 690 gms | 15 mm nominal bore | Each | 791.8
Water Supply | 18.23(a) | Providing and fixing C.P. brass stop cock (concealed) of standard design and of approved make conforming to IS:8931 | 15 mm nominal bore | Each | 849.2
Water Supply | 18.24(a) | Providing and fixing C.P. brass angle valve for basin mixer and geyser points of approved quality conforming to IS:8931 | 15 mm nominal bore | Each | 573.2
Water Supply | 18.25 | Providing and placing on terrace (at all floor levels) polyethylene water storage tank, IS : 12701 marked, with cover and suitable locking arrangement and making necessary holes for inlet, outlet and overflow pipes but without fittings and the base support for tank |  | Litre | 16.8
Sanitary Installation | 19.1(a) | Providing and fixing white vitreous china water closet squating pan (Indian type WC pan) size 580 mm with 100 mm and sand cast iron P or S trap, 12.5 Litre high level CI flushing cistern (of approved make) with fittings RS or CI brackets, 32 mm dia galvanized steel telescopic flush pipe with fittings and clamps 20 mm GI over flow pipe with specials and mosquito proof coupling of approved municipal design and GI chain and pull complete including painting of cistern and fittings, cutting and making good the walls and floors where required | Long Pan patten WC Pan | Each | 11104.9
Sanitary Installation | 19.1(b) | Providing and fixing white vitreous china water closet squating pan (Indian type WC pan) size 580 mm with 100 mm and sand cast iron P or S trap, 12.5 Litre high level CI flushing cistern (of approved make) with fittings RS or CI brackets, 32 mm dia galvanized steel telescopic flush pipe with fittings and clamps 20 mm GI over flow pipe with specials and mosquito proof coupling of approved municipal design and GI chain and pull complete including painting of cistern and fittings, cutting and making good the walls and floors where required | Orissa Pattern WC Pan | Each | 10219
Sanitary Installation | 19.2(a) | Providing and fixing white vitreous china type water closet pedestal (European type WC pan) with seat and lid CP brass hinges and rubber buffers, 12.5 Litres high level CI flushing cistern with fittings RS or CI brackets, galvanized steel telescopic flush pipe with fittings and clamps, 20 GI overflow pipe with specials and mosquito proof coupling of approved municipal design and GI chain and pull complete including painting of cistern and fittings, cutting making good the walls and floors where required | WC pan with white plastic seat and lid | Each | 11479.1
Sanitary Installation | 19.3(a) | Providing and fixing white vitreous china pedestal type (European type WC pan) water closet with seat and lid with CP brass hinges and rubber buffers, 12.5 Litres white vitreous china low-level flushing cistern with fittings and brackets 40 mm white porcelain in enamel led flush band, 20 mm over flow pipe with specials and mosquito proof coupling of approved municipal design complete including cutting and making good the walls and floors where required | WC pan with white plastic seat and lid | Each | 10081.6
Sanitary Installation | 19.4(a) | Providing and fixing white vitreous china flat back or wall corner type lipped front urinal basin of 430x260x350 mm and 340x430x265 mm sizes respectively with CI automatic flushing cistern with fittings, RS or CI brackets standard size galvanized steel flush pipe and spreaders with brass unions and GI clamps complete including painting of cistern and fittings, cutting and making good the walls and floors where required | One urinal basin with 5 Litres CI automatic flushing cistern | Each | 5377.3
Sanitary Installation | 19.4(b) | Providing and fixing white vitreous china flat back or wall corner type lipped front urinal basin of 430x260x350 mm and 340x430x265 mm sizes respectively with CI automatic flushing cistern with fittings, RS or CI brackets standard size galvanized steel flush pipe and spreaders with brass unions and GI clamps complete including painting of cistern and fittings, cutting and making good the walls and floors where required | Range of two urinals with 10 Litre CI automatic flushing cistern | Each | 7970.1
Sanitary Installation | 19.4(c) | Providing and fixing white vitreous china flat back or wall corner type lipped front urinal basin of 430x260x350 mm and 340x430x265 mm sizes respectively with CI automatic flushing cistern with fittings, RS or CI brackets standard size galvanized steel flush pipe and spreaders with brass unions and GI clamps complete including painting of cistern and fittings, cutting and making good the walls and floors where required | Range of three urinals with 12.5 Litre CI automatic flushing cistern | Each | 10266.7
Sanitary Installation | 19.4(d) | Providing and fixing white vitreous china flat back or wall corner type lipped front urinal basin of 430x260x350 mm and 340x430x265 mm sizes respectively with CI automatic flushing cistern with fittings, RS or CI brackets standard size galvanized steel flush pipe and spreaders with brass unions and GI clamps complete including painting of cistern and fittings, cutting and making good the walls and floors where required | Range of four urinals with 15 Litre CI automatic flushing cistern | Each | 13573.5
Sanitary Installation | 19.5(a) | Providing and fixing white vitreous china wash basin with RS or CI brackets painted white 15 mm CP brass pillar taps and CP brass chain with rubber plug 32 mm CP brass waste of standard pattern, 32 mm dia CP brass trap and MI unions complete, including cutting and making good the walls where required | Flat back wash basin size 550x400 mm with a pair of 15 mm CP brass pillar taps of heavy quality | Each | 4908.4
Sanitary Installation | 19.5(b) | Providing and fixing white vitreous china wash basin with RS or CI brackets painted white 15 mm CP brass pillar taps and CP brass chain with rubber plug 32 mm CP brass waste of standard pattern, 32 mm dia CP brass trap and MI unions complete, including cutting and making good the walls where required | Flat back wash basin size 550x400 mm with single 15 mm CP brass pillar taps of heavy quality | Each | 4338.4
Sanitary Installation | 19.6 | Plugging the hole of wash hand basin if a pillar tap is not to be provided |  | Each | 407.3
Sanitary Installation | 19.7 | Deduct for not providing 32 mm dia MI or CP brass trap |  | Each | 368.3
Sanitary Installation | 19.8 | Deduct for not providing 32 mm dia MI union |  | Each | 190.6
Sanitary Installation | 19.9(a) | Providing and fixing white vitreous china water closet squatting pan size 580 mm size | Long pattern (Indian type) WC Pan | Each | 2316.6
Sanitary Installation | 19.9(b) | Providing and fixing white vitreous china water closet squatting pan size 580 mm size | Orissa type WC pan | Each | 2768.3
Sanitary Installation | 19.10 | Providing and fixing white vitreous china pedestal type (European type) WC pan |  | Each | 3654.1
Sanitary Installation | 19.11(a) | Providing and fixing a pair of white vitreous china foot rest of standard pattern for squatting pan WC | 250 x 130 x 30 mm | Pair | 284.2
Sanitary Installation | 19.11(b) | Providing and fixing a pair of white vitreous china foot rest of standard pattern for squatting pan WC | 250 x 125 x 25 mm | Pair | 284.2
Sanitary Installation | 19.12 | Providing and fixing 12.5 litres high level CI flushing cistern of approved make with integral fittings such as ball valve, bell, lever, GI chain and pull complete |  | Each | 1794
Sanitary Installation | 19.13 | Providing and fixing 5 litres CI automatic flushing cistern with fittings |  | Each | 1363.8
Sanitary Installation | 19.14(b) | Providing and fixing polished teak wood or mahogany seat for pedestal type WC pan with CP brass hinges, buffers etc complete | Without lid | Each | 140.7
Sanitary Installation | 19.15(a) | Providing and fixing plastic seat with lid for pedestal type WC pan with CP Brass hinges rubber buffers etc complete | White plastic seat with lid | Each | 957.7
Sanitary Installation | 19.15(b) | Providing and fixing plastic seat with lid for pedestal type WC pan with CP Brass hinges rubber buffers etc complete | Black plastic seat with lid | Each | 392.8
Sanitary Installation | 19.16(a) | Providing and fixing kitchen sink including making all connection excluding cost of fittings | White glazed fire clay sink size 600x450x150 mm | Each | 2861.4
Sanitary Installation | 19.17(a) | Providing and fixing Labouratory sink including making all connection excluding cost of fittings | White vitreous china sink 600x400x200 mm | Each | 5336.9
Sanitary Installation | 19.18 | Providing and fixing CP Brass Chain and rubber plug complete for sink or wash basins |  | Each | 213.3
Sanitary Installation | 19.19 | Providing and fixing rubber plug for sink or wash basin |  | Each | 83.8
Sanitary Installation | 19.23 | Providing and fixing 100 mm sand cast iron grating for gulley, floors or nahni trap |  | Each | 102.7
Sanitary Installation | 19.24 | Providing and fixing in position 32 mm dia galvanized steel telescopic flush pipe complete including cutting and making good the walls and floors |  | Each | 1110.5
Sanitary Installation | 19.25 | Providing and fixing in position 25 mm dia mosquito proof coupling of approved municipal design |  | Each | 1018.5
Sanitary Installation | 19.26 | Providing and fixing 600x450 mm bevelled edge mirror or superior glass (of approved quality) complete with 6 mm thick asbestos sheet ground fixed to wooden cleadt with CP brass screws and washers |  | Each | 1621.2
Sanitary Installation | 19.27 | Providing and fixing 600 x 120 mm glass shelf with CP brass brackets and guard rail complete, fixed to wooden cleadts with CP brass screws |  | Each | 1914.2
Sanitary Installation | 19.28(a) | Providing and fixing CP brass towel rail complete with CP brass brackets fixed to wooden cleadt with CP brass screws (heavy quality) | 750 x 20 mm size | Each | 940.8
Sanitary Installation | 19.29(b) | Providing and fixing toilet paper holder | Polished wooden | Each | 890
Sanitary Installation | 19.30 | Providing best available local wood 50 x 50 x 50 mm wood plugs including cutting brick work and fixing in cement mortar 1:3 (1 cement : 3 fine sand) |  | Each | 24.8
Sanitary Installation | 19.31(a) | Providing and fixing sand cast iron/ cast iron (spun) soil, waste and vent pipes | 100 mm dia | Metre | 1160.8
Sanitary Installation | 19.32(a) | Providing and fixing sand cast iron heel rest sanitary bend | 100 mm dia | Each | 534.4
Sanitary Installation | 19.33(a) | Providing and fixing sand cast iron single equal plain junction of required degree with access door, insertion rubber washer 3 mm thick, bolts and nuts complete | 100 x 100 x 100 mm | Each | 639.5
Sanitary Installation | 19.33(b) | Providing and fixing sand cast iron single equal plain junction of required degree with access door, insertion rubber washer 3 mm thick, bolts and nuts complete | 80 x 80 x 80 mm | Each | 538.3
Sanitary Installation | 19.33(c) | Providing and fixing sand cast iron single equal plain junction of required degree with access door, insertion rubber washer 3 mm thick, bolts and nuts complete | 50 x 50 x 50 mm | Each | 423.8
Sanitary Installation | 19.34(a) | Providing and fixing sand cast iron single equal plain junction of required degree | 100 x 100 x 100 mm | Each | 507.4
Sanitary Installation | 19.34(b) | Providing and fixing sand cast iron single equal plain junction of required degree | 80 x 80 x 80 mm | Each | 504.6
Sanitary Installation | 19.34(c) | Providing and fixing sand cast iron single equal plain junction of required degree | 50 x 50 x 50 mm | Each | 114
Sanitary Installation | 19.35(a) | Providing and fixing sand cast iron trap of self cleadnsing design with sand cast iron screwed down or hinged grating with or without vent arm complete including cost of cutting and making good the walls and floors | 100 mm inlet and 100 mm outlet | Each | 1150.4
Sanitary Installation | 19.35(b) | Providing and fixing sand cast iron trap of self cleadnsing design with sand cast iron screwed down or hinged grating with or without vent arm complete including cost of cutting and making good the walls and floors | 100 mm inlet and 75 mm outlet | Each | 1046.1
Sanitary Installation | 19.35(c) | Providing and fixing sand cast iron trap of self cleadnsing design with sand cast iron screwed down or hinged grating with or without vent arm complete including cost of cutting and making good the walls and floors | 100 mm inlet and 50 mm outlet | Each | 954.4
Sanitary Installation | 19.36(a) | Providing and fixing on wall face asbestos cement soil, waste and vent pipes including jointing with spun yarn soaked in bitumen and cement mortar 1 : 2 (1 cement : 2 coarse sand) complete | 100 mm dia | Metre | 589.8
Sanitary Installation | 19.37 | Cutting chase in brick masonry walls for fixing 100 mm dia sand cast iron pipes and making good the same with brick work in cement mortar 1 : 3 (1 cement : 3 fine sand) |  | Metre | 461.5
Sanitary Installation | 19.38 | Cutting chase in brick masonry walls for fixing 50 mm dia sand cast iron pipes and making good the same with brick work in cement mortar 1 : 3 (1 cement : 3 fine sand) |  | Metre | 212
Sanitary Installation | 19.39 | Painting CI cistern with bitumastic or any other anticorrosive paint inside and white paint over a coat of ready mixed primer (of approved quality) on the out side surface of the cistern, flush pipe other fittings etc complete for new work |  | Each | 794
Sanitary Installation | 19.40 | Re-painting CI cistern with bitumastic or any other anticorrosive paint inside and white paint on the out side surface of the cistern, flush pipe other fittings etc complete including polishing of wooden seat and lid and cleadning of WC pan with acid wherever necessary |  | Each | 491
Sanitary Installation | 19.41 | Applying priming coat with ready mixed redoxide or zinc chromate paint of approved quality and manufacture on steel work |  | Sqm | 66
Sanitary Installation | 19.42 | Painting two or more coats (excluding priming coat)with ordinary ready mixed paint of approved brand and manufacture in all shades except white or green on new work to give an even shade |  | Sqm | 151.6
Sanitary Installation | 19.43(a) | Painting sand cast iron soil spun soil waste vent pipes and fittings with paint of any color such as chocolate, grey or buff etc over a coat of primer (of approved quality) for new work | 50 mm dia pipe | Metre | 34.6
Sanitary Installation | 19.43(b) | Painting sand cast iron soil spun soil waste vent pipes and fittings with paint of any color such as chocolate, grey or buff etc over a coat of primer (of approved quality) for new work | 100 mm dia pipe | Metre | 68
Sanitary Installation | 19.44(a) | Re-painting sand cast iron soil, waste, vent pipes and fittings with paint of any colour such as chocolate, grey or buff etc | 50 mm dia pipe | Metre | 16.1
Sanitary Installation | 19.44(b) | Re-painting sand cast iron soil, waste, vent pipes and fittings with paint of any colour such as chocolate, grey or buff etc | 100 mm dia pipe | Metre | 32.1
Sanitary Installation | 19.45 | Re-painting bath tubs 170 cm long with enamel paint |  | Metre | 720
Sanitary Installation | 19.46(a)(i) | Providing and fixing Stainless Steel A ISI 304 (18/8) kitchen sink as per IS:13983 with C.I. brackets and stainless steel plug 40 mm, including painting of fittings and brackets, cutting and making good the walls wherever required Kitchen sink with drain board | 510x1040 mm bowl depth 250 mm | Each | 5190.4
Sanitary Installation | 19.47(a) | Providing and fixing P.V.C. low level flushing cistern with manually controlled device (handle lever) conforming to IS : 7231, with all fittings and fixtures complete | 10 litre capacity - White | Each | 1390.7
Sanitary Installation | 19.48 | Providing and fixing G.I. inlet connection for flush pipe connecting with W.C. pan |  | Each | 156.4
Sanitary Installation | 19.49 | Providing and fixing CP Brass 32mm size Bottle Trap of approved quality & make and as per the direction of Engineer-in-charge |  | Each | 1554.4
Sanitary Installation | 19.50(a) | Providing and fixing CP Brass Single lever telephonic wall mixer of quality & make as approved by Engineer in charge | 15 mm nominal dia | Each | 6217.4
Sanitary Installation | 19.52 | Providing and fixing in position 25 mm diameter mosquito proof coupling of approved municipal design |  | Each | 49.4
Sanitary Installation | 19.53(a) | Providing and fixing mirror of superior glass (of approved quality) and of required shape and size with plastic moulded frame of approved make and shade with 6 mm thick hard board backing | Circular shape 450 mm dia | Each | 1154
Sanitary Installation | 19.53(b) | Providing and fixing mirror of superior glass (of approved quality) and of required shape and size with plastic moulded frame of approved make and shade with 6 mm thick hard board backing | Rectangular shape 453x357 mm | Each | 1039.3
Sanitary Installation | 19.53(c) | Providing and fixing mirror of superior glass (of approved quality) and of required shape and size with plastic moulded frame of approved make and shade with 6 mm thick hard board backing | Oval shape 450x350 mm (outer dimensions) | Each | 1107.8
Sanitary Installation | 19.53(d) | Providing and fixing mirror of superior glass (of approved quality) and of required shape and size with plastic moulded frame of approved make and shade with 6 mm thick hard board backing | Rectangular shape 1500x450 mm | Each | 1641.5
Sanitary Installation | 19.54(a) | Providing and fixing white vitreous china pedestal type water closet (European type W.C. pan) with seat and lid, 10 litre low level white P.V.C. flushing cistern, including flush pipe, with manually controlled device (handle lever), conforming to IS : 7231, with all fittings and fixtures complete, including cutting and making good the walls and floors wherever required | W.C. pan with ISI marked white solid plastic seat and lid | Each | 7712.1
Sanitary Installation | 19.55(a) | Providing and fixing water closet squatting pan (Indian type W.C. pan) with 100 mm sand cast Iron P or S trap, 10 litre low level white P.V.C. flushing cistern, including flush pipe, with manually controlled device (handle lever) conforming to IS : 7231, with all fittings and fixtures complete, including cutting and making good the walls and floors wherever required | White Vitreous china Orissa pattern W.C. pan of size 580x440 mm with integral type foot rests | Each | 5878.4
Aluminium Work | 20.1.1 | Providing and fixing aluminium work for doors, windows, ventilators and partitions with extruded built up standard tubular sections/ appropriate Z sections and other sections of approved make conforming to IS: 733 and IS : 1285, fixed with rawl plugs and screws or with fixing clips, or with expansion hold fasteners including necessary filling up of gaps at junctions, at top, bottom and sides with required PVC/neoprene felt etc. Aluminium sections shall be smooth, rust free, straight, mitred and jointed mechanically wherever required including cleat angle, Aluminium snap beading for glazing / panelling, C.P. brass / stainless steel screws, all complete as per architectural drawings and the directions of Engineer-in-charge. (Glazing and panelling to be paid for separately) : For fixed portion | Anodised aluminium (anodised transparent or dyed to required shade according to IS: 1868,Minimum anodic coating of grade SC 15) | KG | 557.9
Aluminium Work | 20.1.2 | Providing and fixing aluminium work for doors, windows, ventilators and partitions with extruded built up standard tubular sections/ appropriate Z sections and other sections of approved make conforming to IS: 733 and IS : 1285, fixed with rawl plugs and screws or with fixing clips, or with expansion hold fasteners including necessary filling up of gaps at junctions, at top, bottom and sides with required PVC/neoprene felt etc. Aluminium sections shall be smooth, rust free, straight, mitred and jointed mechanically wherever required including cleat angle, Aluminium snap beading for glazing / panelling, C.P. brass / stainless steel screws, all complete as per architectural drawings and the directions of Engineer-in-charge. (Glazing and panelling to be paid for separately) : For fixed portion | Powder coated aluminium (minimum thickness of powder coating 50 micron) | KG | 597.5
Aluminium Work | 20.1.3 | Providing and fixing aluminium work for doors, windows, ventilators and partitions with extruded built up standard tubular sections/ appropriate Z sections and other sections of approved make conforming to IS: 733 and IS : 1285, fixed with rawl plugs and screws or with fixing clips, or with expansion hold fasteners including necessary filling up of gaps at junctions, at top, bottom and sides with required PVC/neoprene felt etc. Aluminium sections shall be smooth, rust free, straight, mitred and jointed mechanically wherever required including cleat angle, Aluminium snap beading for glazing / panelling, C.P. brass / stainless steel screws, all complete as per architectural drawings and the directions of Engineer-in-charge. (Glazing and panelling to be paid for separately) : For fixed portion | Polyester powder coated aluminium (minimum thickness of polyester powder coating 50 micron) | KG | 607.5
Aluminium Work | 20.2.1 | For shutters of doors, windows & ventilators including providing and fixing hinges / pivots and making provision for fixing of fittings wherever required including the cost of PVC / neoprene gasket required (Fittings shall be paid for separately) | Anodised aluminium (anodised transparent or dyed to required shade according to IS: 1868, Minimum anodic coating of grade AC 15) | KG | 650.2
Aluminium Work | 20.2.2 | For shutters of doors, windows & ventilators including providing and fixing hinges / pivots and making provision for fixing of fittings wherever required including the cost of PVC / neoprene gasket required (Fittings shall be paid for separately) | Powder coated aluminium (minimum thickness of powder coating 50 micron) | KG | 690.7
Aluminium Work | 20.2.3 | For shutters of doors, windows & ventilators including providing and fixing hinges / pivots and making provision for fixing of fittings wherever required including the cost of PVC / neoprene gasket required (Fittings shall be paid for separately) | Polyester powder coated aluminium (minimum thickness of polyester powder coating 50 micron) | KG | 700.8
Aluminium Work | 20.3.1 | Providing and fixing 12mm thick Pre-laminated particle board flat pressed three layer or graded wood particle board conforming to IS: 12823 Grade l Type ll, in panelling fixed in aluminium doors, windows shutters and partition frames with C.P. brass / stainless steel screws etc. complete as per architectural drawings and directions of engineer-in-charge | Pre-laminated particle board with decorative lamination on one side and balancing lamination on other side | Sqm | 1446.2
Aluminium Work | 20.3.2 | Providing and fixing 12mm thick Pre-laminated particle board flat pressed three layer or graded wood particle board conforming to IS: 12823 Grade l Type ll, in panelling fixed in aluminium doors, windows shutters and partition frames with C.P. brass / stainless steel screws etc. complete as per architectural drawings and directions of engineer-in-charge | Pre-laminated particle board with decorative lamination on both side | Sqm | 1512.7
Aluminium Work | 20.5 | Providing and fixing powder coated aluminium work (minimum thickness of powder coating 50 micron) consisting of tee/ angle sections, of approved make conforming to IS : 733 in frames of false ceiling including aluminium angle cleats with necessary C.P. brass/stainless steel sunk screws, aluminium perimeter angles fixed to wall with rawl plugs @ 450 mm centre to centre and fixing the frame work to G.I. level adjusting hangers 6 mm dia. with necessary cadmium plated machine screws all complete as per approved architectural drawings and direction of the Engineer-in-charge (level adjusting hangers, ceiling cleats and expansion hold fasteners to be paid for separately) |  | KG | 739.7
Aluminium Work | 20.6 | Providing and fixing 6 mm dia. G.I. level adjusting hangers (upto 1200mm length) fixed to roof slabs by means of ceiling cleats made out of G.I. flat 40x3mm size 60mm long and expansion hold fasteners 12.5 mm dia. 40mm long complete as per direction of Engineer -in-Charge |  | Each | 154.8
Aluminium Work | 20.7 | Filling the gap in between aluminium frame & adjacent RCC/ Brick/Stone work by providing weather silicon sealant over backer rod of approved quality as per architectural drawings and direction of Engineer-in-charge complete upto 5 mm depth and 5 mm width |  | Metre | 142.8
Aluminium Work | 20.8.1 | Providing and fixing stainless steel (SS 304 grade) adjustable friction windows stays of approved quality with necessary stainless steel screws etc. to the side hung windows as per direction of Engineer-incharge complete | 205 X 19 mm | Each | 398
Aluminium Work | 20.8.2 | Providing and fixing stainless steel (SS 304 grade) adjustable friction windows stays of approved quality with necessary stainless steel screws etc. to the side hung windows as per direction of Engineer-incharge complete | 255 X 19 mm | Each | 393.9
Aluminium Work | 20.8.3 | Providing and fixing stainless steel (SS 304 grade) adjustable friction windows stays of approved quality with necessary stainless steel screws etc. to the side hung windows as per direction of Engineer-incharge complete | 355 X 19 mm | Each | 500.4
Aluminium Work | 20.8.4 | Providing and fixing stainless steel (SS 304 grade) adjustable friction windows stays of approved quality with necessary stainless steel screws etc. to the side hung windows as per direction of Engineer-incharge complete | 510 X 19 mm | Each | 861.8
Aluminium Work | 20.8.5 | Providing and fixing stainless steel (SS 304 grade) adjustable friction windows stays of approved quality with necessary stainless steel screws etc. to the side hung windows as per direction of Engineer-incharge complete | 710 X 19 mm | Each | 1542.7
Aluminium Work | 20.9.1 | Providing and fixing aluminium tubular handle bar 32 mm outer dia, 3.0 mm thick & 2100 mm long with SS screws etc.complete as per direction of Engineer-in-Charge | Anodized (AC 15) aluminium tubular handle bar | Each | 740.5
Aluminium Work | 20.9.2 | Providing and fixing aluminium tubular handle bar 32 mm outer dia, 3.0 mm thick & 2100 mm long with SS screws etc.complete as per direction of Engineer-in-Charge | Powder coated minimum thickness 50 micron aluminium tubular handle bar | Each | 802.2
Aluminium Work | 20.9.3 | Providing and fixing aluminium tubular handle bar 32 mm outer dia, 3.0 mm thick & 2100 mm long with SS screws etc.complete as per direction of Engineer-in-Charge | Polyester powder coated minimum thickness 50 micron aluminium tubular handle bar | Each | 817.6
Aluminium Work | 20.10 | Providing and fixing 100 mm brass locks (best make of approved quality) for aluminium doors including necessary cutting and making good etc. complete |  | Each | 819.6
Aluminium Work | 20.11 | Providing and fixing anodised aluminium (anodised transparent or dyed to required shade according to IS: 1868. Minimum anodic coating of grade AC 15) sub frame work for windows and ventilators with extruded built up standard tubular sections of approved make conforming to IS: 733 and IS:1285, fixed with dash fastener of required dia and size (Dash fastener to be paid for separately) |  | KG | 504.4
Aluminium Work | 20.12.1 | Providing and fixing aluminium round shape handle of outer dia 100 mm with SSscrews etc. complete as per direction of Engineer-in-Charge | Anodized (AC 15) aluminium | Each | 186.7
Aluminium Work | 20.12.2 | Providing and fixing aluminium round shape handle of outer dia 100 mm with SSscrews etc. complete as per direction of Engineer-in-Charge | Powder coated minimum thickfness 50 micron aluminium | Each | 401
Aluminium Work | 20.12.3 | Providing and fixing aluminium round shape handle of outer dia 100 mm with SSscrews etc. complete as per direction of Engineer-in-Charge | Polyester powder coated minimum thickness 50 micron aluminium | Each | 111.2
Aluminium Work | 20.13 | Providing and fixing anodised aluminium grill (anodised transparent or dyed to required shade according to IS: 1868 with minimum anodic coating of grade AC 15) of approved design/pattern, with approved standard section and fixed to the existing window frame with C.P. brass/ stainless steel screws @ 200 mm centre to centre, including cutting the grill to proper opening size for fixing and operation of handles and fixing approved anodised aluminium standard section around the opening, all complete as per requirement and direction of Engineer-in-charge. (Only weight of grill to be measured for payment) |  | KG | 546.8
PVC & uPVC Work | 21.1 | Door /Window / Ventilator Frames:- Providing and Fixing factory made PVC door frame made of PVC extruded sections of size 75 mm x 53 mm, having wall thickness 2.0 mm (± 0.2 mm). Both verticalssides of the frame reinforced with PVC profile of cross section size 28 mm x 30 mm x 2 mm thickness (± 0.2 mm) and 75 mm x 200 mm long, including reinforcing both ends of the top frame with PVC profile. PVC Door Frame and PVC reinforcement profile to be mitred cut, jointed and fusion welded together, including providing and fixing 3 nos of 125 mm long stainless steel hinges to frame, fixing the frame with jamb with required nos & sizes of anchor dash fastener, all complete as per manufacturer's specification and direction of engineer- in-charge |  | Metre | 609.2
PVC & uPVC Work | 21.2 | PVC Door Frames:- Providing and fixing PVC Door Frame of size 50x47 mm with a wall thickness of 5 mm (± 0.2 mm), made out of single piece extruded PVC profile, with mitred cut joints and joint with 2 nos of PVC bracket of size 190 mm x 100 mm long arms of cross section size 35 x 15 mm & self driven self taping screws, the vertical door profiles to be reinforced with 40x20 mm M.S. rectangular tube of 0.8 mm, including providing EPDM rubber gasket weather seal throughout the frame, including jointing 5 mm PVC frame strip with PVC solvent cement on the back of the profile. The door frame to be fixed to the wall using 8 x100 mm long anchor fasteners complete, all as per manufacturer's specification and direction of Engineer -in- charge |  | Metre | 471.4
PVC & uPVC Work | 21.3 | Entry / Exit Door Shutters :- Providing and fixing 37 mm thick factory made PVC Door shutter, styles and rails made of PVC hollow extruded printed and laminated section having overall dimension 115 mm x 37 mm with wall thickness 2 mm (± 0.2 mm) with inbuilt beading on one side, the styles and rails mitred cut and joint at corners by inserting 2 nos PVC profile reinforcement of size 75 mm x 200 mm long with cross section size of 28 mm x 30 mm having wall thickness 2 mm (± 0.2 mm). Styles, rails and reinforcements to be fusion welded together. Only hinge side vertical style to be einforced with PVC profile reinforcement in full length. Printed and laminated PVC lock rail of size 110 mm x 37 mm having wall thickness 2 mm (± 0.2 mm) to be welded horizontally with the vertical styles after inserting PVC profile reinforcement as in styles and rails, providing with PVC snap fit beading, panels of 100 x 20 mm printed & laminated and inserting 2 nos 6 mm dia bright steel rod horizontally with both side threaded and tightened with check nuts and washers complete, all as per manufacturer's specification and direction of engineer-in-charge |  | Sqm | 3650.2
PVC & uPVC Work | 21.4(a) | Flush Door Shutters:- Providing and fixing ISI marked flush door shutters conforming to IS : 2202 (Part I) decorative type, core of block board construction with frame of 1st class hard wood and well matched teak 3 ply veneering with vertical grains or cross bands and face veneers on both faces of shutters | 35 mm thick including ISI marked Stainless Steel butt hinges with necessary screws | Sqm | 3091.7
PVC & uPVC Work | 21.5(a) | Bed & Other Door Shutters:- Providing and fixing factory made panel PVC door shutter consisting of frame made out of M.S. tubes of 19 gauge thickness and size of 19 mm x 19 mm for styles and 15x15 mm for top & bottom rails. M.S. frame shall have a coat of steel primers of approved make and manufacture. M.S. frame covered with 5 mm thick heat moulded PVC 'C' channel of size 30 mm thickness, 70 mm width out of which 50 mm shall be flat and 20 mm shall be tapered in 45 egree angle on both side forming styles and 5 mm thick, 95 mm wide PVC sheet out of which 5mm shall be flat and 20 mm shall be tapered in 45 degree on the inner side to form top and bottom rail and 115 mm wide PVC sheet out of which 75 mm shall be flat and 20 mm shall be tapered on both sides to form lock rail. Top, bottom and lock rails shall be provided both side of the panel. 10 mm (5 mm x 2) thick, 20 mm wide cross PVC sheet be provided as gap insert for top rail & bottom rail, paneling of 5 mm thick both side PVC sheet to be fitted in the M.S. frame welded/ sealed to the styles & rails with 7 mm (5 mm+2 mm) thick x 15 mm wide PVC sheet beading on inner side, and joined together with solvent cement adhesive. An additional 5 mm thick PVC strip of 20 mm width is to be stuck on the interior side of the 'C' Channel using PVC solvent adhesive etc. complete as per direction of Engineer-in- charge, manufacturer's specification & drawing | 30 mm thick plain PVC door shutters | Sqm | 3055.8
PVC & uPVC Work | 21.6(a) | Kitchen / Other Door Shutters:- 30 mm thick factory made Polyvinyl Chloride (PVC) door shutter made of styles and rails of a uPVC hollow section of size 60x30 mm and wall thickness 2 mm (± 0.2 mm), with inbuilt decorative moulding edging on one side. The styles and rails mitred and joint at the corners by means of M.S. galvanised/ plastic brackets of size 75x220 mm having wall thickness 1.0 mm and stainless steel screws. The styles of the shutter reinforced by inserting galvanised M.S. tube of size 25x20 mm and 1 mm (± 0.1 mm) wall thickness. The lock rail made up of 'H' section, a uPVC hollow section of size 100x30 mm and 2 mm (± 0.2 mm) wall thickness fixed to the shutter styles by means of plastic/ galvanised M.S. 'U' cleats. The shutter frame filled with a uPVC multichambered single panel of size not less than 620 mm, having over all thickness of 20 mm and 1 mm (± 0.1 mm) wall thickness. The panels filled vertically and tie bar at two places by inserting horizontally 6 mm galvanised M.S. rod and fastened with nuts and washers, complete as per manufacturer's specification and direction of Engineer-in-charge | 30 mm thick plain PVC door shutters | Sqm | 1936.3
PVC & uPVC Work | 21.7(a) | Window / Ventilator Shutters:- Providing and fixing factory made uPVC white colour casement/ casement cum fixed glazed windows comprising of uPVC multi-chambered frame, sash and mullion (where ever required) extruded profiles duly reinforced with 1.60 ± 0.2 mm thick galvanized mild steel section made from roll forming process of required length (shape & size according to uPVC profile), uPVC extruded glazing beads of appropriate dimension, EPDM gasket, stainless steel (SS 304 grade) friction hinges, zinc alloy (white powder coated) casement handles, G.I fasteners 100 x 8 mm size for fixing frame to finished wall, plastic packers, plastic caps and necessary stainless steel screws etc. Profile of frame & sash shall be mitred cut and fusion welded at all corners, mullion (if required) shall be also fusion welded including drilling of holes for fixing hardware's and drainage of water etc. After fixing frame the gap between frame and adjacent finished wall shall be filled with weather proof silicon sealant over backer rod of required size and of approved quality, all complete as per approved drawing & direction of Engineer-in-Charge. (Single / double glass panes and silicon sealant shall be paid separately) dimension i.e. in depth & width of profile shall be acceptable. Variation in profile dimension in higher side shall be accepted but no extra payment on this account shall be made | Casement window double panels with top fixed with S.S. friction hinges (350 x 19 x 1.9 mm) made of (small series) frame 47 x 50 mm, sash 47 x 68 mm & mullion 47 x 68 mm all having wall thickness of 1.9 ± 0.2 mm and single glazing bead of appropriate dimension. (Area of window upto 2.50 sqm) | Sqm | 7115.8
PVC & uPVC Work | 21.8 | WC / Bathroom and other Door frames:- Providing and fixing factory made P.V.C. door frame of size 50x47 mm with awall thickness of 5 mm, made out of extruded 5mm rigid PVC foam sheet, mitred at corners and joined with 2 Nos of 150 mm long brackets of 15x15 mm M.S. square tube, the vertical door frame profiles to be reinforced with 19x19 mm M.S. square tube of 19 gauge, EPDM rubber gasket weather seal to be provided through out the frame. The door frame to be fixed to the wall using M.S. screws of 65/100 mm size, complete as per manufacturer’s specification and direction of Engineer- in-Charge |  | Sqm | 384.4
PVC & uPVC Work | 21.9(a) | Providing and fixing to existing door frames | WC and Bathroom Door Shutter:- 24 mm thick factory made PVC door shutters made of styles and rails of a uPVC hollow section of size 59x24 mm and wall thickness 2 mm (± 0.2 mm) with inbuilt edging on both sides. The styles and rails mitred and joint at the corners by means of M.S. galvanised/ plastic brackets of size 75x220 mm having wall thickness 1.0 mm and stainless steel screws. The styles of the shutter reinforced by inserting galvanised M.S. tube of size 20x20 mm and 1 mm (± 0.1 mm) wall thickness. The lock rail made up of 'H' section, a uPVC hollow section of size 100x24 mm and 2 mm (± 0.2 mm) wall thickness, fixed to the shutter styles by means of plastic/galvanised M.S. 'U' cleats. The shutter frame filled with a uPVC multi-chambered single panel of size not less than 620 mm, having over all thickness of 20 mm and 1 mm (± 0.1 mm) wall thickness. The panels filled vertically and tie bar at two places by inserting horizontally 6 mm galvanised M.S. rod and fastened with nuts and washers, complete as per manufacturer's specification and direction of Engineer-in-charge. (For WC and bathroom door shutter) | Sqm | 1908.2
PVC & uPVC Work | 21.10(a) | Cup Board frame :-- Providing and fixing factory made uPVC door frame made of uPVC extruded sections having an overall dimension as below (tolerance ±1mm), with wall thickness 2.0 mm (± 0.2 mm), corners of the door frame to be Jointed with galvanized brackets and stainless steel screws, joints mitred and Plastic welded. The hinge side vertical of the frames reinforced by galvanized M.S. tube of size 19 X 19 mm and 1mm (± 0.1 mm) wall thickness and 3 nos. stainless steel hinges fixed to the frame complete as per manufacturer’s specification and direction of Engineer- in-charge | Extruded section profile size 48x40 mm | Sqm | 212.6
PVC & uPVC Work | 21.10(b) | Cup Board frame :-- Providing and fixing factory made uPVC door frame made of uPVC extruded sections having an overall dimension as below (tolerance ±1mm), with wall thickness 2.0 mm (± 0.2 mm), corners of the door frame to be Jointed with galvanized brackets and stainless steel screws, joints mitred and Plastic welded. The hinge side vertical of the frames reinforced by galvanized M.S. tube of size 19 X 19 mm and 1mm (± 0.1 mm) wall thickness and 3 nos. stainless steel hinges fixed to the frame complete as per manufacturer’s specification and direction of Engineer- in-charge | Extruded section profile size 42x50 mm | Sqm | 258.6
PVC & uPVC Work | 21.11 | Cup Board Shutters:- Providing and fixing cup board shutters 25 mm thick, with Pre- laminated flat pressed three layer particle board or graded wood particle board IS: 12823 marked, exterior grade (Grade l Type ll), having one side decorative lamination and other side balancing lamination, including IInd class teak wood lipping of 25 mm wide x12 mm thick with necessary screws and bright finished stainless steel piano hinges, complete as per direction of the Engineer-in-Charge |  | Sqm | 1972.5