## Source
Schedule | Haryana Haryana Schedule of Rates 2021
Department | Haryana PWD (Buildings & Roads)
Edition | 2021
Effective from | 2021-03-31
Official source | https://haryanapwd.gov.in/home/docs/HSR%202021.pdf
Retrieved on | 2026-07-29
Items | 4983
Notice | Transcribed from the official PDF published by the department, for reference only.
Rates change through correction slips. Verify against the official source before pricing a bid.
Published by Arched AI — https://arched.ai/resources/sor

## Rates
Chapter | Item code | Item | Sub-item | Unit | Rate (INR)
Earth Work and Rock Cutting | 4.1 | Clearing jungle including uprooting of rank vegetation, grass, brush wood, trees and saplings of girth up to 30 cm measured at a height of 1 m above ground level and removal of rubbish up to a distance of 50 m outside the periphery of the area cleared |  | Sqm | 7
Earth Work and Rock Cutting | 4.2 | Clearing grass and removal of the rubbish up to a distance of 50 m outside the periphery of the area cleared |  | Sqm | 3
Earth Work and Rock Cutting | 4.3.1 | FeUing trees of the girth (measured at a height of 1 m above ground level), including cutting of trunks and branches, removing the roots and stacking of serviceable material and disposal of unserviceable material | Beyond 30 cm girth up to and including 60 cm girth | Each | 196
Earth Work and Rock Cutting | 4.3.2 | FeUing trees of the girth (measured at a height of 1 m above ground level), including cutting of trunks and branches, removing the roots and stacking of serviceable material and disposal of unserviceable material | Beyond 60 cm girth up to and including 120 cm girth | Each | 894
Earth Work and Rock Cutting | 4.3.3 | FeUing trees of the girth (measured at a height of 1 m above ground level), including cutting of trunks and branches, removing the roots and stacking of serviceable material and disposal of unserviceable material | Beyond 120 cm girth up to and including 240 cm girth | Each | 4142
Earth Work and Rock Cutting | 4.4.1 | Surface dressing of the ground including removing vegetation and in-equalities not exceeding 15 cm deep and disposal of rubbish, lead up to 50 m and lift up to 1.5 m | All kinds of soil | Sqm | 12
Earth Work and Rock Cutting | 4.5.1 | Ploughing the existing ground to a depth of 15 cm to 25 cm and watering the same | All kinds of soil | Sqm | 15
Earth Work and Rock Cutting | 4.6 | Extra for levelling & neatly dressing of disposed soil completely as directed by Engineer-in-charge |  | Cum | 23
Earth Work and Rock Cutting | 4.7.1.1 | Earth work in surface excavation not exceeding 30 cm in depth but exceeding 1.5 m in width as well as 10 sqm on plan including getting out and disposal of excavated earth and lift up to 1.5 m, as directed by Engineer-in- Charge | 50m lead | Sqm | 59
Earth Work and Rock Cutting | 4.7.1.2 | Earth work in surface excavation not exceeding 30 cm in depth but exceeding 1.5 m in width as well as 10 sqm on plan including getting out and disposal of excavated earth and lift up to 1.5 m, as directed by Engineer-in- Charge | 15 m lead | Sqm | 42
Earth Work and Rock Cutting | 4.8.1 | Earth work in rough excavation, banking excavated earth in layers not exceeding 20cm in depth, breaking clods, watering, rolling each layer with ½ tonne roller or wooden or steel rammers, and rolling every 3rd and top-most layer with power roller of minimum 8 tonnes and dressing up in embankments for roads, flood banks, marginal banks and guide banks or filling up ground depressions, lead up to 50 m and lift up to 1.5 m | All kinds of soil | Cum | 158
Earth Work and Rock Cutting | 4.9.1 | Banking excavated earth in layers not exceeding 20 cm in depth, breaking clods, watering, rolling each layer with ½ tonne roller, or wooden or steel rammers, and rolling every 3rd and top-most layer with power roller of minimum 8 tonnes and dressing up, in embankments for roads, flood banks, marginal banks, and guide banks etc., lead up to 50 m and lift up to 1.5 m | All kinds of soil | Cum | 115
Earth Work and Rock Cutting | 4.10 | Deduct for not rolling with power roller of minimum 8 tonnes for banking excavated earth in layers not exceeding 20 cm in depth |  | Cum | 4
Earth Work and Rock Cutting | 4.11 | Deduct for not watering the excavated earth for banking |  | Cum | 19
Earth Work and Rock Cutting | 4.12.1 | Earth work in excavation by mechanical means (Hydraulic excavator)/manual means over areas (exceeding 30 cm in depth, 1.5 m in width as well as 10 sqm on plan) including getting out and disposal of excavated earth lead up to 50 m and lift up to 1.5 m, as directed by Engineer-in-charge | All kinds of soil | Cum | 87
Earth Work and Rock Cutting | 4.13.1 | Earth work in excavation by mechanical means (Hydraulic excavator)/manual means over areas (exceeding 30 cm in depth, 1.5 m in width as well as 10 sqm on plan) including getting out and disposal of excavated earth lead up to 50 m and lift up to 1.5 m, as directed by Engineer-in-charge | Ordinary rock | Cum | 145
Earth Work and Rock Cutting | 4.13.2 | Earth work in excavation by mechanical means (Hydraulic excavator)/manual means over areas (exceeding 30 cm in depth, 1.5 m in width as well as 10 sqm on plan) including getting out and disposal of excavated earth lead up to 50 m and lift up to 1.5 m, as directed by Engineer-in-charge | Hard rock (requiring blasting) | Cum | 334
Earth Work and Rock Cutting | 4.13.3 | Earth work in excavation by mechanical means (Hydraulic excavator)/manual means over areas (exceeding 30 cm in depth, 1.5 m in width as well as 10 sqm on plan) including getting out and disposal of excavated earth lead up to 50 m and lift up to 1.5 m, as directed by Engineer-in-charge | Hard rock (blasting prohibited) | Cum | 338
Earth Work and Rock Cutting | 4.14.1 | Earth work in excavation by mechanical means (Hydraulic excavator) / manual means in foundation trenches or drains (not exceeding 1.5 m in width or 10 sqm on plan), including dressing of sides and ramming of bottoms, lift up to 1.5 m, including getting out the excavated soil and disposal of surplus excavated soil as directed, within a lead of 50 m | All kinds of soil | Cum | 93
Earth Work and Rock Cutting | 4.15.1 | Excavation work by mechanical means (Hydraulic excavator)/ manual means in foundation trenches or drains (not exceeding 1.5m in width or 10 sqm on plan), including dressing of sides and ramming of bottoms, lift up to 1.5 m, including getting out the excavated soil and disposal of surplus excavated soils as directed, within a lead of 50 m | Ordinary rock | Cum | 126
Earth Work and Rock Cutting | 4.15.2 | Excavation work by mechanical means (Hydraulic excavator)/ manual means in foundation trenches or drains (not exceeding 1.5m in width or 10 sqm on plan), including dressing of sides and ramming of bottoms, lift up to 1.5 m, including getting out the excavated soil and disposal of surplus excavated soils as directed, within a lead of 50 m | Hard rock (requiring blasting) | Cum | 337
Earth Work and Rock Cutting | 4.15.3 | Excavation work by mechanical means (Hydraulic excavator)/ manual means in foundation trenches or drains (not exceeding 1.5m in width or 10 sqm on plan), including dressing of sides and ramming of bottoms, lift up to 1.5 m, including getting out the excavated soil and disposal of surplus excavated soils as directed, within a lead of 50 m | Hard rock (blasting prohibited) | Cum | 378
Earth Work and Rock Cutting | 4.16.1.1 | Excavating trenches of required width for pipes, cables, etc including excavation for sockets, and dressing of sides, ramming of bottoms, depth up to 1.5 m, including getting out the excavated soil, and then returning the soil as required, in layers not exceeding 20 cm in depth, including consolidating each deposited layer by ramming, watering, etc. and disposing of surplus excavated soil as directed, within a lead of 50 m | Pipes, cables etc, not exceeding 80 mm dia | Metre | 62
Earth Work and Rock Cutting | 4.16.1.2 | Excavating trenches of required width for pipes, cables, etc including excavation for sockets, and dressing of sides, ramming of bottoms, depth up to 1.5 m, including getting out the excavated soil, and then returning the soil as required, in layers not exceeding 20 cm in depth, including consolidating each deposited layer by ramming, watering, etc. and disposing of surplus excavated soil as directed, within a lead of 50 m | Pipes, cables etc. exceeding 80 mm dia. but not exceeding 300 mm dia | Metre | 69
Earth Work and Rock Cutting | 4.16.1.3 | Excavating trenches of required width for pipes, cables, etc including excavation for sockets, and dressing of sides, ramming of bottoms, depth up to 1.5 m, including getting out the excavated soil, and then returning the soil as required, in layers not exceeding 20 cm in depth, including consolidating each deposited layer by ramming, watering, etc. and disposing of surplus excavated soil as directed, within a lead of 50 m | Pipes, cables etc. exceeding 300 mm dia but not exceeding 600 mm | Metre | 96
Earth Work and Rock Cutting | 4.17 | Extra for excavating trenches for pipes, cables etc. in all kinds of soil for depth exceeding 1.5 m, but not exceeding 3 m. (Rate is over corresponding basic item for depth up to 1.5 metre) |  | Metre | 3
Earth Work and Rock Cutting | 4.18 | Extra for excavating trenches for pipes, cables, etc, in all kinds of soil for depth exceeding 3 m in depth, but not exceeding 4.5 m. (Rate is over corresponding basic item for depth up to 1.5 metre.) |  | Metre | 7
Earth Work and Rock Cutting | 4.19.1.1 | Excavating trenches of required width for pipes, cables, etc, including excavation for sockets, depth up to 1.5 m, including getting out the excavated materials, returning the soil as required in layers not exceeding 20 cm in depth, including consolidating each deposited layers by ramming, watering etc., stacking serviceable material for measurements and disposal of unserviceable material as directed, within a lead of 50 m | Pipes, cables etc. not exceeding 80 mm dia | Metre | 97
Earth Work and Rock Cutting | 4.19.1.2 | Excavating trenches of required width for pipes, cables, etc, including excavation for sockets, depth up to 1.5 m, including getting out the excavated materials, returning the soil as required in layers not exceeding 20 cm in depth, including consolidating each deposited layers by ramming, watering etc., stacking serviceable material for measurements and disposal of unserviceable material as directed, within a lead of 50 m | Pipes, cables etc. exceeding 80 mm dia but not exceeding 300 mm dia | Metre | 156
Earth Work and Rock Cutting | 4.19.1.3 | Excavating trenches of required width for pipes, cables, etc, including excavation for sockets, depth up to 1.5 m, including getting out the excavated materials, returning the soil as required in layers not exceeding 20 cm in depth, including consolidating each deposited layers by ramming, watering etc., stacking serviceable material for measurements and disposal of unserviceable material as directed, within a lead of 50 m | Pipes, cables exceeding 300 mm dia but not exceeding 600 mm dia | Metre | 186
Earth Work and Rock Cutting | 4.19.2.1 | Excavating trenches of required width for pipes, cables, etc, including excavation for sockets, depth up to 1.5 m, including getting out the excavated materials, returning the soil as required in layers not exceeding 20 cm in depth, including consolidating each deposited layers by ramming, watering etc., stacking serviceable material for measurements and disposal of unserviceable material as directed, within a lead of 50 m — Hard rock (requiring blasting) | Pipes, cables etc. not exceeding 80 mm dia | Metre | 168
Earth Work and Rock Cutting | 4.19.2.2 | Excavating trenches of required width for pipes, cables, etc, including excavation for sockets, depth up to 1.5 m, including getting out the excavated materials, returning the soil as required in layers not exceeding 20 cm in depth, including consolidating each deposited layers by ramming, watering etc., stacking serviceable material for measurements and disposal of unserviceable material as directed, within a lead of 50 m — Hard rock (requiring blasting) | Pipes, cables etc. exceeding 80 mm dia but not exceeding 300 mm dia | Metre | 337
Earth Work and Rock Cutting | 4.19.2.3 | Excavating trenches of required width for pipes, cables, etc, including excavation for sockets, depth up to 1.5 m, including getting out the excavated materials, returning the soil as required in layers not exceeding 20 cm in depth, including consolidating each deposited layers by ramming, watering etc., stacking serviceable material for measurements and disposal of unserviceable material as directed, within a lead of 50 m — Hard rock (requiring blasting) | Pipes, cables etc. exceeding 300 mm dia but not exceeding 600 mm dia | Metre | 400
Earth Work and Rock Cutting | 4.19.3.1 | Excavating trenches of required width for pipes, cables, etc, including excavation for sockets, depth up to 1.5 m, including getting out the excavated materials, returning the soil as required in layers not exceeding 20 cm in depth, including consolidating each deposited layers by ramming, watering etc., stacking serviceable material for measurements and disposal of unserviceable material as directed, within a lead of 50 m — Hard rock (blasting prohibited) | Pipes, cables etc. not exceeding 80 mm dia | Metre | 186
Earth Work and Rock Cutting | 4.19.3.2 | Excavating trenches of required width for pipes, cables, etc, including excavation for sockets, depth up to 1.5 m, including getting out the excavated materials, returning the soil as required in layers not exceeding 20 cm in depth, including consolidating each deposited layers by ramming, watering etc., stacking serviceable material for measurements and disposal of unserviceable material as directed, within a lead of 50 m — Hard rock (blasting prohibited) | Pipes, cables etc. exceeding 80 mm dia but not exceeding 300 mm dia | Metre | 372
Earth Work and Rock Cutting | 4.19.3.3 | Excavating trenches of required width for pipes, cables, etc, including excavation for sockets, depth up to 1.5 m, including getting out the excavated materials, returning the soil as required in layers not exceeding 20 cm in depth, including consolidating each deposited layers by ramming, watering etc., stacking serviceable material for measurements and disposal of unserviceable material as directed, within a lead of 50 m — Hard rock (blasting prohibited) | Pipes, cables etc. exceeding 300 mm dia but not exceeding 600 mm dia | Metre | 441
Earth Work and Rock Cutting | 4.20 | Extra for excavating trenches for pipes, cables, etc. in ordinary/hard rock exceeding 1.5 m in depth but not exceeding 3 m. (Rate is over corresponding basic item for depth up to 1.5 metre) |  | Metre | 2
Earth Work and Rock Cutting | 4.21 | Extra for excavating trenches for pipes, cables, etc. in ordinary/hard rock exceeding 3m in depth but not exceeding 4.5 m. (Rate is over corresponding basic item for depth up to 1.5 metre) |  | Metre | 4
Earth Work and Rock Cutting | 4.22.1 | Close timbering in trenches including strutting, shoring and packing cavities (wherever required) complete. (Measurements to be taken of the face area timbered) | Depth not exceeding 1.5 m | Sqm | 121
Earth Work and Rock Cutting | 4.22.2 | Close timbering in trenches including strutting, shoring and packing cavities (wherever required) complete. (Measurements to be taken of the face area timbered) | Depth exceeding 1.5 m but not exceeding 3 m | Sqm | 127
Earth Work and Rock Cutting | 4.22.3 | Close timbering in trenches including strutting, shoring and packing cavities (wherever required) complete. (Measurements to be taken of the face area timbered) | Depth exceeding 3 m but not exceeding 4.5 m | Sqm | 142
Earth Work and Rock Cutting | 4.23.1 | Close timbering in case of shafts, wells, cesspits, manholes and the.. like including strutting,.. shoring. and packing. cavities......, | Depth not exceeding 1.5 m | Sqm | 125
Earth Work and Rock Cutting | 4.23.2 | Close timbering in case of shafts, wells, cesspits, manholes and the.. like including strutting,.. shoring. and packing. cavities......, | Depth exceeding 1.5 m but not exceeding 3 m | Sqm | 140
Earth Work and Rock Cutting | 4.23.3 | Close timbering in case of shafts, wells, cesspits, manholes and the.. like including strutting,.. shoring. and packing. cavities......, | Depth exceeding 3 m but not exceeding 4.5 m | Sqm | 154
Earth Work and Rock Cutting | 4.24.1 | Close timbering over areas including strutting, shoring and packing cavities (wherever required) etc. complete. (Measurements to be taken of the face area timbered) | Depth not exceeding 1.5 m | Sqm | 107
Earth Work and Rock Cutting | 4.24.2 | Close timbering over areas including strutting, shoring and packing cavities (wherever required) etc. complete. (Measurements to be taken of the face area timbered) | Depth exceeding 1.5 m but not exceeding 3 m | Sqm | 115
Earth Work and Rock Cutting | 4.24.3 | Close timbering over areas including strutting, shoring and packing cavities (wherever required) etc. complete. (Measurements to be taken of the face area timbered) | Depth exceeding 3 m but not exceeding 4.5 m | Sqm | 123
Earth Work and Rock Cutting | 4.25 | Extra for planking, strutting and packing materials for cavities (in close timbering) if required to be left permanently in position. (Face area of timber permanently left to be measured) |  | Sqm | 1547
Earth Work and Rock Cutting | 4.26.1 | Open timbering in trenches including strutting and shoring complete (measurements to be taken of the face area timbered) | Depth not exceeding 1.5 m | Sqm | 62
Earth Work and Rock Cutting | 4.26.2 | Open timbering in trenches including strutting and shoring complete (measurements to be taken of the face area timbered) | Depth exceeding 1.5 m but not exceeding 3 m | Sqm | 66
Earth Work and Rock Cutting | 4.26.3 | Open timbering in trenches including strutting and shoring complete (measurements to be taken of the face area timbered) | Depth exceeding 3 m but not exceeding 4.5 m | Sqm | 73
Earth Work and Rock Cutting | 4.27 | Open timbering in case of shafts, wells, cesspits, manholes and the like including strutting and shoring complete (Measurements to be taken of the face area timbered): 4.27. 1 Depth not exceeding 1.5 m |  | Sqm | 54
Earth Work and Rock Cutting | 4.27.2 | Depth exceeding 1.5 m but not exceeding 3 m |  | Sqm | 61
Earth Work and Rock Cutting | 4.27.3 | Depth exceeding 3 m but not exceeding 4.5 m |  | Sqm | 69
Earth Work and Rock Cutting | 4.28.1 | Open timbering over areas including strutting, shoring etc. complete. (Measurements to be taken of the face area timbered) | Depth not exceeding 1.5 m | Sqm | 36
Earth Work and Rock Cutting | 4.28.2 | Open timbering over areas including strutting, shoring etc. complete. (Measurements to be taken of the face area timbered) | Depth exceeding 1.5 m but not exceeding 3 m | Sqm | 41
Earth Work and Rock Cutting | 4.28.3 | Open timbering over areas including strutting, shoring etc. complete. (Measurements to be taken of the face area timbered) | Depth exceeding 3 m but not exceeding 4.5 m | Sqm | 48
Earth Work and Rock Cutting | 4.29 | Extra for planking and strutting in open timbering if required to be left permanently in position. (Face area of the timber permanently left to be measured) |  | Sqm | 797
Earth Work and Rock Cutting | 4.31.1 | Extra for every additional lift of 1.5 m or part thereof in excavation / banking excavated or stacked materials | All kinds of soil | Cum | 57
Earth Work and Rock Cutting | 4.31.2 | Extra for every additional lift of 1.5 m or part thereof in excavation / banking excavated or stacked materials | Ordinary or hard rock | Cum | 102
Earth Work and Rock Cutting | 4.32 | Filling available excavated earth (excluding rock) in trenches, plinth, sides of foundations etc. in layers not exceeding 20cm in depth, consolidating each deposited layer by ramming and watering, lead up to 50 m and lift up to 1.5 m |  | Cum | 52
Earth Work and Rock Cutting | 4.33 | Excavating, supplying and filling of local earth (including royalty) by mechanical transport up to a lead of 1 km also including ramming and watering of the earth in layers not exceeding 20 cm in trenches, plinth, sides of foundation etc. complete |  | Cum | 82
Earth Work and Rock Cutting | 4.34.1 | Excavating holes more than 0.10 cum & up to 0.5 cum including getting out the excavated soil, then returning the soil as required in layers not exceeding 20cm in depth, including consolidating each deposited layer by ramming, watering etc, disposing of surplus excavated soil, as directed within a lead of 50 m and lift up to 1.5 m | All kinds of soil | Each | 19
Earth Work and Rock Cutting | 4.34.2 | Excavating holes more than 0.10 cum & up to 0.5 cum including getting out the excavated soil, then returning the soil as required in layers not exceeding 20cm in depth, including consolidating each deposited layer by ramming, watering etc, disposing of surplus excavated soil, as directed within a lead of 50 m and lift up to 1.5 m | Ordinary rock | Each | 26
Earth Work and Rock Cutting | 4.34.3 | Excavating holes more than 0.10 cum & up to 0.5 cum including getting out the excavated soil, then returning the soil as required in layers not exceeding 20cm in depth, including consolidating each deposited layer by ramming, watering etc, disposing of surplus excavated soil, as directed within a lead of 50 m and lift up to 1.5 m | Hard rock (requiring blasting) | Each | 68
Earth Work and Rock Cutting | 4.34.4 | Excavating holes more than 0.10 cum & up to 0.5 cum including getting out the excavated soil, then returning the soil as required in layers not exceeding 20cm in depth, including consolidating each deposited layer by ramming, watering etc, disposing of surplus excavated soil, as directed within a lead of 50 m and lift up to 1.5 m | Hard rock (blasting prohibited) | Each | 76
Earth Work and Rock Cutting | 4.35.1 | Earthwork over roofs of one storey building with good earth, free of any admixture of foreign matter, including breaking of clods, ramming, watering, dressing and horizontal lead up to 50 metres | Extra for every additional storey | Cum | 13
Earth Work and Rock Cutting | 4.36 | Supply and stacking of Fly ash conforming to IRC- 58 at site, including carriage, loading, unloading & stacking up to any lead (measured stacks will be reduced by 20% for payment) |  | Cum | 69
Earth Work and Rock Cutting | 4.38.1 | Supplying chemical emulsion in sealed containers including delivery as specified | Chlorpyriphos/ Lindane emulsifiable concentrate of 20% | Litre | 221
Earth Work and Rock Cutting | 4.39 | Providing and injecting chemical emulsion for PRE- CONSTRUCTIONAL anti termite treatment and creating a chemical barrier under and around the column pits, wall trenches, basement excavation, top surface of plinth filing junction of wall and floor, along with the external perimetre of building, expansion joints surrounding of pipes and conduit etc, complete (plinth area of the building at ground floor only shall be measured) using Chlorpyriphos/ Lindane emulsifiable concentrate of 20% |  | Sqm | 318
Earth Work and Rock Cutting | 4.40.5 | Diluting and injecting chemical emulsion for POST­ CONSTRUCTIONAL anti-termite treatment (excluding the cost of chemical emulsion) | Treatment at points of contact of wood work by chemical emulsion Chlorpyriphos/ Lindane (in oil or kerosene based solution) @ 0.5 litres per hole by drilling 6 mm dia holes at downward angle of 45 degree at 150 mm centre to centre and sealing the same | Metre | 230
Dismantling and Demolition | 5.1.1 | Dismantling dressed stone work ashlar face stone work, marble work or precast concrete work manually/ by mechanical means including stacking of serviceable and disposal of unserviceable material within 50 metres lead as per direction of Engineer-in- charge | In lime mortar | Cum | 598
Dismantling and Demolition | 5.1.2 | Dismantling dressed stone work ashlar face stone work, marble work or precast concrete work manually/ by mechanical means including stacking of serviceable and disposal of unserviceable material within 50 metres lead as per direction of Engineer-in- charge | In cement mortar | Cum | 749
Dismantling and Demolition | 5.2.1 | Demolishing stone rubble masonry manually/ by mechanical means including stacking of serviceable material and disposal of unserviceable material within 50 metres lead as per direction of Engineer-in-charge | In lime mortar | Cum | 455
Dismantling and Demolition | 5.2.2 | Demolishing stone rubble masonry manually/ by mechanical means including stacking of serviceable material and disposal of unserviceable material within 50 metres lead as per direction of Engineer-in-charge | In cement mortar | Cum | 745
Dismantling and Demolition | 5.3.1.1 | Dismantling Stone Pitching | Stone pitching dry | Cum | 169
Dismantling and Demolition | 5.3.1.2 | Dismantling Stone Pitching | Stone pitching laid dry, but grouted with natural silt and clay | Cum | 315
Dismantling and Demolition | 5.4.1 | Dismantling Stone Spalls or Brickbats Filling | In dry | Cum | 158
Dismantling and Demolition | 5.4.2 | Dismantling Stone Spalls or Brickbats Filling | Grouted with natural silt and clay | Cum | 222
Dismantling and Demolition | 5.5.1 | Removing mortar from and cleaning stones and concrete articles (net quantity of stacks of cleaned materials will be measured) | In lime mortar | Cum | 122
Dismantling and Demolition | 5.5.2 | Removing mortar from and cleaning stones and concrete articles (net quantity of stacks of cleaned materials will be measured) | In cement mortar | Cum | 170
Dismantling and Demolition | 5.6 | Demolishing dry brick pitching in floors, drains etc. including stacking of serviceable material and disposal of unserviceable material within 50 metres lead |  | Cum | 298
Dismantling and Demolition | 5.7.1 | Demolishing brick work manually/ by mechanical means including stacking of serviceable material and disposal of unserviceable material within 50 metres lead as per direction of Engineer-in-charge | In mud mortar | Cum | 252
Dismantling and Demolition | 5.7.2 | Demolishing brick work manually/ by mechanical means including stacking of serviceable material and disposal of unserviceable material within 50 metres lead as per direction of Engineer-in-charge | In lime mortar with old mughal bricks | Cum | 403
Dismantling and Demolition | 5.7.3 | Demolishing brick work manually/ by mechanical means including stacking of serviceable material and disposal of unserviceable material within 50 metres lead as per direction of Engineer-in-charge | In lime mortar | Cum | 389
Dismantling and Demolition | 5.7.4 | Demolishing brick work manually/ by mechanical means including stacking of serviceable material and disposal of unserviceable material within 50 metres lead as per direction of Engineer-in-charge | In cement mortar | Cum | 655
Dismantling and Demolition | 5.9 | Demolishing thatch roofing including mats, bamboo, Jaffri etc. complete including stacking of serviceable material and disposal of unserviceable material within 50 metres lead |  | Sqm | 16
Dismantling and Demolition | 5.10 | Dismantling jack arch roofing and floors including stacking of serviceable material and disposal of unserviceable material within 50 metres lead |  | Sqm | 57
Dismantling and Demolition | 5.11 | Demolishing mud phaska in terracing and disposal of material within 50 metres lead |  | Cum | 207
Dismantling and Demolition | 5.12 | Dismantling stone slab roofing over wooden karries or R.C.C. battens (dismantling karries and battens to be paid for separately), including stacking of serviceable material and disposal of unserviceable material within 50 metres lead |  | Cum | 606
Dismantling and Demolition | 5.13 | Dismantling tiled roofing with battens, boarding etc. complete including stacking of serviceable material and disposal of unserviceable material within 50 metres lead |  | Sqm | 47
Dismantling and Demolition | 5.14 | Demolishing brick tile covering in terracing including stacking of serviceable material and disposal of unserviceable material within 50 metres lead |  | Sqm | 39
Dismantling and Demolition | 5.15.1 | Dismantling roofing including ridges, hips, valleys and gutters etc., and stacking the material within 50 metres lead of | G.S. Sheet | Sqm | 48
Dismantling and Demolition | 5.15.2 | Dismantling roofing including ridges, hips, valleys and gutters etc., and stacking the material within 50 metres lead of | Asbestos Cement sheet | Sqm | 22
Dismantling and Demolition | 5.21 | Demolishing lime concrete manually/ by mechanical means and disposal of material within 50 metres lead as per direction of Engineer- in-charge |  | Cum | 193
Dismantling and Demolition | 5.22 | Demolishing R.B. work manually/ by mechanical means including stacking of steel bars and disposal of unserviceable material within 50 metres lead as per direction of Engineer-in- charge |  | Cum | 1403
Dismantling and Demolition | 5.27 | Extra for cutting reinforcement bars manually/ by mechanical means in R.C.C. or R.B. work (Payment shall be made on the cross sectional area of R.C.C. or R.B. work) as per direction of Engineer-in-charge |  | Cum | 366
Dismantling and Demolition | 5.28 | Extra for scrapping, cleaning and straightening reinforcement from R.C.C. or R.B. work. 5.23 Demolishing cement concrete manually/ by mechanical means including disposal of material within 50 metres lead as per direction of Engineer - in - charge. 5.23.1 Nominal concrete 1: 1.5:3 or richer mix (i/c equivalent design mix) 5.23.2 Nominal concrete 1:2:4 or leaner mix (i/c equivalent design mix) 5.24 Dismantling of cement concrete platform along with curtain walls and base concrete etc. including stacking of useful materials near the site and disposal of unserviceable materials within 50 metres lead 5.24.1 120 x 120 cm (outside to outside) 5.24.2 210 x 120 cm (outside to outside) 5.24.3 320 x 120 cm (outside to outside) 5.25 Demolishing R.C.C. work manually/ by mechanical means including stacking of steel bars and disposal of unserviceable material within 50 metres lead as per direction of Engineer - in­ charge. 5.26 Demolishing R.C.C. work by mechanical means and stockpiling at designated locations and disposal of dismantled materials up to a lead of 1 kilometre, stacking serviceable and unserviceable material separately including cutting reinforcement bars. 5.27 Extra for cutting reinforcement bars manually/ by mechanical means in R.C.C. or R.B. work (Payment shall be made on the cross sectional area of R.C.C. or R.B. work) as per direction of Engineer-in-charge. 5.28 Extra for scrapping, cleaning and straightening reinforcement from R.C.C. or R.B. work |  | KG | 3
Dismantling and Demolition | 5.31 | Dismantling expanded metal or I.R.C. fabrics with necessary battens and beading including stacking the serviceable material within 50 metres lead |  | Sqm | 19
Dismantling and Demolition | 5.32.1 | Dismantling steel work in single sections including dismembering and stacking within 50 metres lead in | R.S. Joists | KG | 1
Dismantling and Demolition | 5.32.2 | Dismantling steel work in single sections including dismembering and stacking within 50 metres lead in | Channels, angles, tees and flats | KG | 1
Dismantling and Demolition | 5.33 | Dismantling steel work in built up sections in angles, tees, flats and channels Including all gusset plates, bolts, nuts, cutting rivets, welding etc. including dismembering and stacking within 50 metres lead |  | KG | 2
Dismantling and Demolition | 5.34 | Dismantling steel work manually/ by mechanical means in built up sections without dismembering and stacking within 50 metres lead as per direction of Engineer-in-charge |  | KG | 1
Dismantling and Demolition | 5.35 | Extra for marking of structural steel work required to be re- erected |  | KG | 1
Dismantling and Demolition | 5.36.1 | Dismantling and stacking within 50 metres lead, fencing posts or struts including all earth work and dismantling of concrete etc. in base of | T' or 'L' iron or pipe | Each | 54
Dismantling and Demolition | 5.36.2 | Dismantling and stacking within 50 metres lead, fencing posts or struts including all earth work and dismantling of concrete etc. in base of | R.C.C | Each | 60
Dismantling and Demolition | 5.37 | Dismantling barbed wire or flexible wire rope in fencing including making rolls and stacking within 50 metres lead |  | KG | 8
Dismantling and Demolition | 5.38 | Dismantling wooden ballies in posts and struts including stacking within 50metres lead |  | Metre | 5
Dismantling and Demolition | 5.39 | Cutting ballies or wooden posts of fencing at the point of projection above the concrete or ground and stacking the same within 50 metres lead |  | Each | 4
Dismantling and Demolition | 5.40 | Dismantling wooden trellis work excluding frames but including stacking the serviceable material within 50 metres lead |  | Sqm | 17
Dismantling and Demolition | 5.41 | Removing rolling shutters including top cover, brackets and side guides etc.complete |  | Sqm | 34
Dismantling and Demolition | 5.42 | Dismantling cement conglomerate / terrazzo floors 25 mm to 50 mm manually/ by mechanical means and disposal of material within standard lead as per direction of Engineer- in-charge |  | Sqm | 109
Dismantling and Demolition | 5.43.1 | Dismantling tile work in floors and roofs laid in cement mortar including stacking material within 50 metres lead | For thickness of tiles 1 O mm to 25 mm | Sqm | 25
Dismantling and Demolition | 5.43.2 | Dismantling tile work in floors and roofs laid in cement mortar including stacking material within 50 metres lead | For thickness of tiles above 25 mm and up to 40 mm | Sqm | 42
Dismantling and Demolition | 5.44 | Dismantling stone slab flooring laid in cement mortar including stacking of serviceable material and disposal of unserviceable material within 50 metres lead |  | Sqm | 60
Dismantling and Demolition | 5.45 | Dismantling old plaster or skirting raking out joints and cleaning the surface for plaster including disposal of rubbish to the dumping ground within 50 metres lead |  | Sqm | 37
Dismantling and Demolition | 5.46.1 | Dismantling wooden boardings in lining of walls and partitions, excluding supporting members but including stacking within 50 metres lead | Up to 10 mm thick | Sqm | 17
Dismantling and Demolition | 5.46.2 | Dismantling wooden boardings in lining of walls and partitions, excluding supporting members but including stacking within 50 metres lead | Thickness above 10 mm up to 25 mm | Sqm | 22
Dismantling and Demolition | 5.46.3 | Dismantling wooden boardings in lining of walls and partitions, excluding supporting members but including stacking within 50 metres lead | Thickness above 25 mm up to 40 mm | Sqm | 25
Dismantling and Demolition | 5.47.1 | Dismantling precast concrete or stone slabs in walls, partition walls etc. including stacking within 50 metres lead | Thickness up to 40 mm | Sqm | 71
Dismantling and Demolition | 5.47.2 | Dismantling precast concrete or stone slabs in walls, partition walls etc. including stacking within 50 metres lead | Thickness above 40 mm up to 75 mm | Sqm | 106
Dismantling and Demolition | 5.48 | Dismantling cement asbestos or other hard board ceiling or partition walls including stacking of serviceable materials and disposal of unserviceable materials within 50 metres lead |  | Sqm | 17
Dismantling and Demolition | 5.49 | Dismantling aluminium/ Gypsum partitions, doors, windows, fixed glazing and false ceiling including disposal of unserviceable material and stacking of serviceable material with in 50 meters lead as directed by Engineer-in-charge |  | Sqm | 17
Dismantling and Demolition | 5.50 | Removal of old broken glass panes (any thickness or size, quality or description) from wooden frames, glazed with putty or fixed with beads |  | Sqm | 50
Dismantling and Demolition | 5.51 | Removing old broken/serviceable glass of any thickness or size or description except polished plate glass from old wood or metal frames etc.(any thickness or size) hacking out old putty etc. including making good breakages in talking out and handling complete |  | Sqm | 65
Dismantling and Demolition | 5.52 | Dismantling stone-ware drains and of concrete |  | Metre | 20
Dismantling and Demolition | 5.54.1 | Dismantling C.I. or asbestos rain water pipe with fittings and clamps including stacking the material within 50 metres lead | 75 to 80 mm dia pipe | Metre | 17
Dismantling and Demolition | 5.54.2 | Dismantling C.I. or asbestos rain water pipe with fittings and clamps including stacking the material within 50 metres lead | 100 mm dia pipe | Metre | 18
Dismantling and Demolition | 5.54.3 | Dismantling C.I. or asbestos rain water pipe with fittings and clamps including stacking the material within 50 metres lead | 150 mm dia pipe | Metre | 18
Dismantling and Demolition | 5.55.1 | Dismantling G.I. pipes (external work) including excavation and refilling trenches after taking out the pipes, manually/ by mechanical means including stacking of pipes within 50 metres lead as oer direction of Enaineer-in-charae | 15 mm to 40 mm nominal bore | Metre | 34
Dismantling and Demolition | 5.56.1 | Dismantling C.I. pipes including excavation and refilling trenches after taking out the pipes, manually/ by mechanical means breaking lead caulked joints, melting of lead and making into blocks including stacking of pipes & lead at site within 50 metre lead as per direction of Engineer-in-charge | Up to 150 mm diameter | Metre | 101
Dismantling and Demolition | 5.57.1 | Dismantling steel cylinder R.C. pipes including excavation and refilling trenches after taking out the pipes, manually/ by mechanical means breaking lead caulked joints, melting of lead and making into blocks including stacking of pipes & lead at site within 50 metres lead as per direction of Engineer-in-charge | Up to 600 mm diameter | Metre | 188
Dismantling and Demolition | 5.58.1 | Dismantling asbestos cement pressure pipes including excavation and refilling trenches after taking out the pipes manually/ by mechanical means and stacking the pipes within 50 metres lead as per direction of Engineer-in-charge | Up to 150 mm diameter | Metre | 77
Dismantling and Demolition | 5.59 | Taking out C.I. cover with frame from R.C.C. top slab of manholes of various sizes including demolishing of R.C.C. work manually/ by mechanical means and stacking of useful materials near the site and disposal of unserviceable materials within 50 metres lead as per direction of Engineer-in-charge |  | Each | 159
Dismantling and Demolition | 5.60 | Taking out C.I. cover with frame from R.C.C. top slab of inspection chambers of various sizes including demolishing of R.C.C. work manually/ by mechanical means and stacking of useful materials near the site and disposal of unserviceable materials within 50 metres lead as per direction of Engineer-in­ charge |  | Each | 92
Dismantling and Demolition | 5.61 | Dismantling of R.C.C. spun vent shaft including excavating the cement concrete pit completely, taking out the shaft, refilling the excavated gap, stacking the useful materials near the site and disposal of unserviceable materials within 50 metres lead |  | Each | 1476
Dismantling and Demolition | 5.62 | Dismantling of road gully chamber of various sizes including C.I. grating with frame including stacking of useful materials near the site and disposal of unserviceable materials within 50 metres lead including refilling the excavated gap |  | Each | 218
Dismantling and Demolition | 5.63 | Dismantling of flushing cistern of all types (C.I.IPVCNitreous China) including stacking of useful materials near the site and disposal of unserviceable materials within 50 metres lead |  | Each | 256
Dismantling and Demolition | 5.64.1 | Dismantling of C.I. sluice valve including stacking of useful materials within a lead of 50 metres | Up to 150 mm diameter | Each | 94
Dismantling and Demolition | 5.65 | Dismantling of spindle fire hydrant including stacking of useful materials within 50 metres lead |  | Each | 215
Dismantling and Demolition | 5.66.1 | Dismantling old C.I. pipes including excavation and refilling trenches after taking out the pipes, breaking lead caulked joints, melting of lead and making into blocks, including stacking of pipes at site lead up to 50 metre | 80 mm diameter C.I. pipe | Metre | 96
Dismantling and Demolition | 5.66.2 | Dismantling old C.I. pipes including excavation and refilling trenches after taking out the pipes, breaking lead caulked joints, melting of lead and making into blocks, including stacking of pipes at site lead up to 50 metre | 100 mm diameter C.I. pipe | Metre | 102
Dismantling and Demolition | 5.66.3 | Dismantling old C.I. pipes including excavation and refilling trenches after taking out the pipes, breaking lead caulked joints, melting of lead and making into blocks, including stacking of pipes at site lead up to 50 metre | 125 mm diameter C.I. pipe | Metre | 107
Dismantling and Demolition | 5.66.4 | Dismantling old C.I. pipes including excavation and refilling trenches after taking out the pipes, breaking lead caulked joints, melting of lead and making into blocks, including stacking of pipes at site lead up to 50 metre | 150 mm diameter C.I. pipe | Metre | 112
Dismantling and Demolition | 5.66.5 | Dismantling old C.I. pipes including excavation and refilling trenches after taking out the pipes, breaking lead caulked joints, melting of lead and making into blocks, including stacking of pipes at site lead up to 50 metre | 200 mm diameter C.I. pipe | Metre | 127
Dismantling and Demolition | 5.66.6 | Dismantling old C.I. pipes including excavation and refilling trenches after taking out the pipes, breaking lead caulked joints, melting of lead and making into blocks, including stacking of pipes at site lead up to 50 metre | 250 mm diameter C.I. pipe | Metre | 142
Dismantling and Demolition | 5.66.7 | Dismantling old C.I. pipes including excavation and refilling trenches after taking out the pipes, breaking lead caulked joints, melting of lead and making into blocks, including stacking of pipes at site lead up to 50 metre | 300 mm diameter C.I. pipe | Metre | 154
Dismantling and Demolition | 5.67.1 | Dismantling of old S.W. pipes including breaking of joints and bed concrete stacking of useful materials near the site within 50 m lead and disposal of unserviceable materials into municipal dumps | 100 mm diameter | Metre | 20
Dismantling and Demolition | 5.67.2 | Dismantling of old S.W. pipes including breaking of joints and bed concrete stacking of useful materials near the site within 50 m lead and disposal of unserviceable materials into municipal dumps | 150 mm diameter | Metre | 22
Dismantling and Demolition | 5.67.3 | Dismantling of old S.W. pipes including breaking of joints and bed concrete stacking of useful materials near the site within 50 m lead and disposal of unserviceable materials into municipal dumps | 200 mm diameter | Metre | 24
Dismantling and Demolition | 5.67.4 | Dismantling of old S.W. pipes including breaking of joints and bed concrete stacking of useful materials near the site within 50 m lead and disposal of unserviceable materials into municipal dumps | 250 mm diameter | Metre | 25
Dismantling and Demolition | 5.67.5 | Dismantling of old S.W. pipes including breaking of joints and bed concrete stacking of useful materials near the site within 50 m lead and disposal of unserviceable materials into municipal dumps | 300 mm diameter | Metre | 26
Dismantling and Demolition | 5.67.6 | Dismantling of old S.W. pipes including breaking of joints and bed concrete stacking of useful materials near the site within 50 m lead and disposal of unserviceable materials into municipal dumps | 350 mm diameter | Metre | 30
Dismantling and Demolition | 5.67.7 | Dismantling of old S.W. pipes including breaking of joints and bed concrete stacking of useful materials near the site within 50 m lead and disposal of unserviceable materials into municipal dumps | 400 mm diameter | Metre | 33
Dismantling and Demolition | 5.67.8 | Dismantling of old S.W. pipes including breaking of joints and bed concrete stacking of useful materials near the site within 50 m lead and disposal of unserviceable materials into municipal dumps | 450 mm diameter | Metre | 35
Dismantling and Demolition | 5.68.1 | Dismantling of manhole including R.C.C. top slab, C.I. cover with frame, including stacking of useful materials near the site and disposal of unserviceable materials within 50 m lead as per direction of Engineer-in-charge | Rectangular manhole 90x80 cm and 45 cm deep | Each | 1398
Dismantling and Demolition | 5.68.2 | Dismantling of manhole including R.C.C. top slab, C.I. cover with frame, including stacking of useful materials near the site and disposal of unserviceable materials within 50 m lead as per direction of Engineer-in-charge | Rectangular manhole 120x90 cm and 90 cm deep | Each | 2226
Dismantling and Demolition | 5.68.3 | Dismantling of manhole including R.C.C. top slab, C.I. cover with frame, including stacking of useful materials near the site and disposal of unserviceable materials within 50 m lead as per direction of Engineer-in-charge | Rectangular arch type manhole 140x90 cm and 2.45 m deep | Each | 3582
Dismantling and Demolition | 5.68.4 | Dismantling of manhole including R.C.C. top slab, C.I. cover with frame, including stacking of useful materials near the site and disposal of unserviceable materials within 50 m lead as per direction of Engineer-in-charge | Circular manhole 122 cm diameter and 1.68 m deep | Each | 3075
Dismantling and Demolition | 5.69.1 | Extra for depth of manholes dismantled | Rectangular manhole 90x80 cm and beyond 45 cm depth | Metre | 650
Dismantling and Demolition | 5.69.2 | Extra for depth of manholes dismantled | Rectangular manhole 120x90 cm and beyond 90 cm depth | Metre | 774
Dismantling and Demolition | 5.69.3 | Extra for depth of manholes dismantled | Rectangular arch type manhole 140x90 cm and beyond 2.45 m depth (up to 4.25 m depth) | Metre | 702
Dismantling and Demolition | 5.69.4 | Extra for depth of manholes dismantled | Circular manhole 122 cm diameter and beyond 1.68 m depth (up to 2.29 m depth) | Metre | 709
Dismantling and Demolition | 5.70 | Disposal of building rubbish / malba / similar unserviceable, dismantled or waste materials by mechanical means, including loading, transporting, unloading to approved municipal dumping ground or as approved by Engineer-in-charge, beyond 50 m initial lead, for all leads including all lifts involved. A. CEMENT CONCRETE (CAST IN SITU) |  | Cum | 96
Concrete and RCC Work | 6.1.1 | Providing and laying in position cement concrete of specified grade excluding the cost of centering and shuttering - All work below plinth level and up to Floor IV level | 1: 1 ½: 3 ( 1 Cement: 1 ½ coarse sand (zone-Ill): 3 graded stone aggregate 20 mm nominal size) | Cum | 4451
Concrete and RCC Work | 6.1.2 | Providing and laying in position cement concrete of specified grade excluding the cost of centering and shuttering - All work below plinth level and up to Floor IV level | 1:2:4 (1 cement: 2 coarse sand (zone-Ill): 4 graded stone aggregate 20 mm nominal size) | Cum | 3892
Concrete and RCC Work | 6.1.3 | Providing and laying in position cement concrete of specified grade excluding the cost of centering and shuttering - All work below plinth level and up to Floor IV level | 1: 2: 4 ( 1 Cement: 2 coarse sand (zone-Ill): 4 graded stone aggregate 40 mm nominal size) | Cum | 3836
Concrete and RCC Work | 6.1.4 | Providing and laying in position cement concrete of specified grade excluding the cost of centering and shuttering - All work below plinth level and up to Floor IV level | 1:3:6 (1 Cement: 3 coarse sand (zone-Ill): 6 graded stone aggregate 20 mm nominal size) | Cum | 3260
Concrete and RCC Work | 6.1.5 | Providing and laying in position cement concrete of specified grade excluding the cost of centering and shuttering - All work below plinth level and up to Floor IV level | 1:3:6 (1 Cement: 3 coarse sand (zone-Ill): 6 graded stone aggregate 40 mm nominal size) | Cum | 3221
Concrete and RCC Work | 6.1.6 | Providing and laying in position cement concrete of specified grade excluding the cost of centering and shuttering - All work below plinth level and up to Floor IV level | 1:4: 8 ( 1 Cement: 4 coarse sand (zone-Ill): 8 graded stone aggregate 40 mm nominal size) | Cum | 2735
Concrete and RCC Work | 6.1.7 | Providing and laying in position cement concrete of specified grade excluding the cost of centering and shuttering - All work below plinth level and up to Floor IV level | 1:5:10 (1 cement: 5 coarse sand (zone-Ill): 10 graded stone aggregate 40 mm nominal size) | Cum | 2455
Concrete and RCC Work | 6.1.8 | Providing and laying in position cement concrete of specified grade excluding the cost of centering and shuttering - All work below plinth level and up to Floor IV level | 1:5:10 (1 cement: 5 fine sand: 10 graded stone aggregate 40 mm nominal size) | Cum | 2424
Concrete and RCC Work | 6.1.9 | Providing and laying in position cement concrete of specified grade excluding the cost of centering and shuttering - All work below plinth level and up to Floor IV level | 1:2:3½:9 (1 ordinary portland cement: 2 Fly ash: 3½ coarse sand (zone-Ill): 9 graded stone aggregate 40 mm nominal size) 6.1.1O 1: 2½:4:1 1 ( 1 ordinary portland cement: 2½ fly ash: 4 coarse sand(zone-111): 11 graded stone aggregate 40 mm nominal size) | Cum | 2817
Concrete and RCC Work | 6.1.11 | Providing and laying in position cement concrete of specified grade excluding the cost of centering and shuttering - All work below plinth level and up to Floor IV level | Plum cement concrete 1:3:6 with stone aggregate 40 mm nominal size using 20 percent plum in foundation and plinth | Cum | 3231
Concrete and RCC Work | 6.2.1 | Providing and laying cement concrete in retaining walls, return walls, walls (any thickness) including attached pilasters, columns, piers, abutments, pillars, posts, struts, buttresses, string or lacing courses, parapets, coping, bed blocks, anchor blocks, plain window sills, fillets, sunken floor etc., up to floor four level, excluding the cost of centering, shuttering and finishing | 1: 1½:3 ( 1 cement: 1 ½ coarse sand (zone-Ill): 3 graded stone aggregate 20 mm nominal size) | Cum | 4459
Concrete and RCC Work | 6.2.2 | Providing and laying cement concrete in retaining walls, return walls, walls (any thickness) including attached pilasters, columns, piers, abutments, pillars, posts, struts, buttresses, string or lacing courses, parapets, coping, bed blocks, anchor blocks, plain window sills, fillets, sunken floor etc., up to floor four level, excluding the cost of centering, shuttering and finishing | 1: 2:4 (1 Cement: 2 coarse sand (zone-Ill): 4 graded stone aggregate 20 mm nominal size) | Cum | 3894
Concrete and RCC Work | 6.2.3 | Providing and laying cement concrete in retaining walls, return walls, walls (any thickness) including attached pilasters, columns, piers, abutments, pillars, posts, struts, buttresses, string or lacing courses, parapets, coping, bed blocks, anchor blocks, plain window sills, fillets, sunken floor etc., up to floor four level, excluding the cost of centering, shuttering and finishing | 1:3:6 (1 cement: 3 coarse sand (zone-Ill): 6 graded stone aggregate 20 mm nominal size) | Cum | 3261
Concrete and RCC Work | 6.2.4 | Providing and laying cement concrete in retaining walls, return walls, walls (any thickness) including attached pilasters, columns, piers, abutments, pillars, posts, struts, buttresses, string or lacing courses, parapets, coping, bed blocks, anchor blocks, plain window sills, fillets, sunken floor etc., up to floor four level, excluding the cost of centering, shuttering and finishing | 1:5:10 (1 cement: 5 coarse sand (zone-Ill): 10 graded stone aggregate 40 mm nominal size) | Cum | 2462
Concrete and RCC Work | 6.3.1 | Providing and laying cement concrete in kerbs, steps and the like at or near ground level excluding the cost of centering, shuttering and finishing | 1:1½:3 (1 Cement: 1½ coarse sand(zone-111): 3 graded stone aggregate 20 mm nominal size) | Cum | 4451
Concrete and RCC Work | 6.4 | Extra for concrete work in superstructure above floor IV level for each four floors or part thereof. Note:- The quantity will be calculated by multiplying the depth measured from the sub-soil water level up to centre of gravity of concrete under sub-soil water level with quantity of concrete in cum executed under sub-soil water. The depth of centre of gravity shall be reckoned correct to 0.1m. 0.05m or more shall be taken as 0.1m and less than 0.05m ignored |  | Cum | 354
Concrete and RCC Work | 6.7.1 | Supplying and applying pre tested and approved water based concrete curing compound to concrete/ masonry surface, all as per manufacturer's specification and direction of Engineer-in­ charge | Non pigmented wet curing compound B. DAMP-PROOF COURSE | Sqm | 34
Concrete and RCC Work | 6.8.1 | Providing and laying damp-proof course with cement concrete 1:2:4 (1 cement: 2 coarse sand (zone-Ill): 4 graded stone aggregate 12.5mm nominal size) | 50 mm thick | Sqm | 199
Concrete and RCC Work | 6.8.2 | Providing and laying damp-proof course with cement concrete 1:2:4 (1 cement: 2 coarse sand (zone-Ill): 4 graded stone aggregate 12.5mm nominal size) | 40mm thick | Sqm | 149
Concrete and RCC Work | 6.8.3 | Providing and laying damp-proof course with cement concrete 1:2:4 (1 cement: 2 coarse sand (zone-Ill): 4 graded stone aggregate 12.5mm nominal size) | 25 mm thick | Sqm | 90
Concrete and RCC Work | 6.9.1 | Providing and laying damp-proof course with cement concrete 1: 1.5:3 (1 cement: 1.5 coarse sand (zone-Ill): 3 graded stone aggregate 20mm nominal size) | 50 mm thick | Sqm | 226
Concrete and RCC Work | 6.9.2 | Providing and laying damp-proof course with cement concrete 1: 1.5:3 (1 cement: 1.5 coarse sand (zone-Ill): 3 graded stone aggregate 20mm nominal size) | 40 mm thick | Sqm | 169
Concrete and RCC Work | 6.9.3 | Providing and laying damp-proof course with cement concrete 1: 1.5:3 (1 cement: 1.5 coarse sand (zone-Ill): 3 graded stone aggregate 20mm nominal size) | 25 mm thick | Sqm | 102
Concrete and RCC Work | 6.10 | Providing & applying a coat of residual petroleum bitumen of grade of VG-1O of approved quality using 1. 7kg per square metre on damp proof course after cleaning the surface with brushes and finally with apiece of cloth lightly soaked in kerosene oil |  | Sqm | 101
Concrete and RCC Work | 6.11.2 | Horizontal |  | Sqm | 204
Concrete and RCC Work | 6.12.2 | Horizontal C. PLINTH PROTECTION |  | Sqm | 252
Concrete and RCC Work | 6.13 | Making plinth protection 50mm thick of cement concrete 1:3:6 (1 cement: 3 coarse sand: 6 graded stone aggregate 20 mm nominal size) over 75mm thick bed of dry brick ballast 40 mm nominal size, well rammed and consolidated and grouted with fine sand, including necessary excavation, levelling & dressing & finishing the top smooth. D. REINFORCED CEMENT CONCRETE |  | Sqm | 343
Concrete and RCC Work | 6.14.1 | Providing and laying in position specified grade of reinforced cement concrete, excluding the cost of centering, shuttering, finishing and reinforcement-All work up to plinth level | 1: 1.5: 3 ( 1 cement: 1. 5 coarse sand (zone-Ill): 3 graded stone aggregate 20 mm nominal size) | Cum | 4898
Concrete and RCC Work | 6.14.2 | Providing and laying in position specified grade of reinforced cement concrete, excluding the cost of centering, shuttering, finishing and reinforcement-All work up to plinth level | 1:2:4 (1 cement: 2 coarse sand (zone-Ill): 4 graded stone aggregate 20 mm nominal size) | Cum | 4339
Concrete and RCC Work | 6.15.1 | Reinforced cement concrete work in walls (any thickness), including attached pilasters, buttresses, plinth and string courses, fillets, columns, pillars, piers, abutments, posts and struts etc. above plinth level up to floor four level, excluding cost of centering, shuttering, finishing and reinforcement | 1:1.5:3 (1 cement: 1.5 coarse sand(zone-111): 3 graded stone aggregate 20 mm nominal size) | Cum | 6684
Concrete and RCC Work | 6.16 | Reinforced cement concrete work in beams, suspended floors, roofs having slope up to 15° landings, balconies, shelves, chajjas, lintels, bands, plain window sills, staircases and spiral stair cases above plinth level up to floor four level, excluding the cost of centering, shuttering, finishing and reinforcement with 1: 1.5:3 (1 cement: 1.5 coarse sand(zone-111): 3 graded stone aggregate 20 mm nominal size) |  | Cum | 6845
Concrete and RCC Work | 6.17 | Providing and laying up to floor four level reinforced cement concrete in kerbs, steps and the like excluding the cost of centering, shuttering, finishing and reinforcement with 1:1.5:3 (1 cement: 1.5 coarse sand(zone-111): 3 graded stone aggregate 20 mm nominal size) |  | Cum | 4799
Concrete and RCC Work | 6.18 | Reinforced cement concrete work in arches, arch ribs, domes, vaults, shells, folded plate and roofs having slope more than 15° up to floor four level, excluding the cost of centering, shuttering, finishing and reinforcement with 1: 1.5:3 (1 cement: 1.5 coarse sand (zone-Ill): 3 graded stone aggregate 20 mm nominal size) |  | Cum | 6886
Concrete and RCC Work | 6.19 | Reinforced cement concrete work in chimneys, shafts, up to floor four level, excluding the cost of centering, shuttering, finishing and reinforcement with 1:1.5:3 (1 cement: 1.5 coarse sand(zone- 111): 3 graded stone aggregate 20 mm nominal size) |  | Cum | 6896
Concrete and RCC Work | 6.20 | Reinforced cement concrete work in well-steining, excluding the cost of centering, shuttering, finishing and reinforcement with 1: 1.5:3 (1 cement: 1.5 coarse sand(zone-111): 3 graded stone aggregate 20 mm nominal size) |  | Cum | 5751
Concrete and RCC Work | 6.21 | Reinforced cement concrete work in vertical and horizontal fins individually or forming box louvers, facias and eaves boards above plinth level up to floor four level, excluding the cost of centering, shuttering, finishing and reinforcement with 1:1½:3 (1 cement: 1½ coarse sand(zone-111): 3 graded stone aggregate 20mm nominal size). E. READY MIX CEMENT CONCRETE |  | Cum | 6333
Concrete and RCC Work | 6.22.1.1 | Providing and laying in position ready mixed plain cement concrete, with cement content as per approved design mix and manufactured in fully automatic batching plant and transported to site of work in transit mixer for all leads, having continuous agitated mixer, manufactured as per mix design of specified grade for plain cement concrete work, including pumping of R.M.C. from transit mixer to site of laying and curing, excluding the cost of centering, shuttering and finishing, including cost of curing, admixtures in recommended proportions as per IS: 9103 to accelerate/ retard setting of concrete, improve workability without impairing strength and durability as per direction of the Engineer-in-charge. (Note:- Less cement used as per design mix is recoverable. However no extra payment shall be made if excess cement is used as per design mix) — All works above plinth and up to floor IV level | M-20 grade plain cement concrete (cement content considered @ 300 kg/cum) | Cum | 4703
Concrete and RCC Work | 6.22.1.2 | Providing and laying in position ready mixed plain cement concrete, with cement content as per approved design mix and manufactured in fully automatic batching plant and transported to site of work in transit mixer for all leads, having continuous agitated mixer, manufactured as per mix design of specified grade for plain cement concrete work, including pumping of R.M.C. from transit mixer to site of laying and curing, excluding the cost of centering, shuttering and finishing, including cost of curing, admixtures in recommended proportions as per IS: 9103 to accelerate/ retard setting of concrete, improve workability without impairing strength and durability as per direction of the Engineer-in-charge. (Note:- Less cement used as per design mix is recoverable. However no extra payment shall be made if excess cement is used as per design mix) — All works above plinth and up to floor IV level | M-15 grade plain cement concrete (cement content considered @ 240 kg/cum) | Cum | 4297
Concrete and RCC Work | 6.22.1.3 | Providing and laying in position ready mixed plain cement concrete, with cement content as per approved design mix and manufactured in fully automatic batching plant and transported to site of work in transit mixer for all leads, having continuous agitated mixer, manufactured as per mix design of specified grade for plain cement concrete work, including pumping of R.M.C. from transit mixer to site of laying and curing, excluding the cost of centering, shuttering and finishing, including cost of curing, admixtures in recommended proportions as per IS: 9103 to accelerate/ retard setting of concrete, improve workability without impairing strength and durability as per direction of the Engineer-in-charge. (Note:- Less cement used as per design mix is recoverable. However no extra payment shall be made if excess cement is used as per design mix) — All works above plinth and up to floor IV level | M-1 O grade plain cement concrete (cement content considered @ 220 kg/cum) | Cum | 3526
Concrete and RCC Work | 6.22.2.1 | Providing and laying in position ready mixed plain cement concrete, with cement content as per approved design mix and manufactured in fully automatic batching plant and transported to site of work in transit mixer for all leads, having continuous agitated mixer, manufactured as per mix design of specified grade for plain cement concrete work, including pumping of R.M.C. from transit mixer to site of laying and curing, excluding the cost of centering, shuttering and finishing, including cost of curing, admixtures in recommended proportions as per IS: 9103 to accelerate/ retard setting of concrete, improve workability without impairing strength and durability as per direction of the Engineer-in-charge. (Note:- Less cement used as per design mix is recoverable. However no extra payment shall be made if excess cement is used as per design mix) — All works up to Plinth Level | M-20 grade plain cement concrete. (cement content considered @ 300 kg/cum) | Cum | 4656
Concrete and RCC Work | 6.22.2.2 | Providing and laying in position ready mixed plain cement concrete, with cement content as per approved design mix and manufactured in fully automatic batching plant and transported to site of work in transit mixer for all leads, having continuous agitated mixer, manufactured as per mix design of specified grade for plain cement concrete work, including pumping of R.M.C. from transit mixer to site of laying and curing, excluding the cost of centering, shuttering and finishing, including cost of curing, admixtures in recommended proportions as per IS: 9103 to accelerate/ retard setting of concrete, improve workability without impairing strength and durability as per direction of the Engineer-in-charge. (Note:- Less cement used as per design mix is recoverable. However no extra payment shall be made if excess cement is used as per design mix) — All works up to Plinth Level | M-15 grade plain cement concrete. (cement content considered @ 240 kg/cum) | Cum | 4224
Concrete and RCC Work | 6.22.2.3 | Providing and laying in position ready mixed plain cement concrete, with cement content as per approved design mix and manufactured in fully automatic batching plant and transported to site of work in transit mixer for all leads, having continuous agitated mixer, manufactured as per mix design of specified grade for plain cement concrete work, including pumping of R.M.C. from transit mixer to site of laying and curing, excluding the cost of centering, shuttering and finishing, including cost of curing, admixtures in recommended proportions as per IS: 9103 to accelerate/ retard setting of concrete, improve workability without impairing strength and durability as per direction of the Engineer-in-charge. (Note:- Less cement used as per design mix is recoverable. However no extra payment shall be made if excess cement is used as per design mix) — All works up to Plinth Level | M-1 O grade plain cement concrete (cement content considered @ 220 kg/cum) F. READY MIX CEMENT CONCRETE WITH FLYASH | Cum | 3470
Concrete and RCC Work | 6.23.1.1 | Providing and laying in position ready mixed plain cement concrete, using fly ash and cement content as per approved design mix and manufactured in fully automatic batching plant and transported to site of work in transit mixer for all leads, having continuous agitated mixer, manufactured as per mix design of specified grade for plain cement concrete work, including pumping of R.M.C. from transit mixer to site of laying and curing, excluding the cost of centering, shuttering and finishing, including cost of curing, admixtures in recommended proportions as per IS: 9103 to accelerate/ retard setting of concrete, improve workability without impairing strength and durability as per direction of the Engineer-in-charge. Note: Fly ash conforming to grade I of IS 3812 (Part-1) only be used as part replacement of OPC as per IS: 456. Uniform blending with cement is to be ensured in accordance with clauses 5.2 and 5.2.1 of IS: 456 -2000 in the items of BMC and RMC — All works up to plinth level | M-15 grade plain cement concrete (cement content considered @ 240 kg/cum) | Cum | 4123
Concrete and RCC Work | 6.23.1.2 | Providing and laying in position ready mixed plain cement concrete, using fly ash and cement content as per approved design mix and manufactured in fully automatic batching plant and transported to site of work in transit mixer for all leads, having continuous agitated mixer, manufactured as per mix design of specified grade for plain cement concrete work, including pumping of R.M.C. from transit mixer to site of laying and curing, excluding the cost of centering, shuttering and finishing, including cost of curing, admixtures in recommended proportions as per IS: 9103 to accelerate/ retard setting of concrete, improve workability without impairing strength and durability as per direction of the Engineer-in-charge. Note: Fly ash conforming to grade I of IS 3812 (Part-1) only be used as part replacement of OPC as per IS: 456. Uniform blending with cement is to be ensured in accordance with clauses 5.2 and 5.2.1 of IS: 456 -2000 in the items of BMC and RMC — All works up to plinth level | M-10 grade plain cement concrete (cement content considered @ 220 kg/cum) | Cum | 3919
Concrete and RCC Work | 6.23.2.1 | Providing and laying in position ready mixed plain cement concrete, using fly ash and cement content as per approved design mix and manufactured in fully automatic batching plant and transported to site of work in transit mixer for all leads, having continuous agitated mixer, manufactured as per mix design of specified grade for plain cement concrete work, including pumping of R.M.C. from transit mixer to site of laying and curing, excluding the cost of centering, shuttering and finishing, including cost of curing, admixtures in recommended proportions as per IS: 9103 to accelerate/ retard setting of concrete, improve workability without impairing strength and durability as per direction of the Engineer-in-charge. Note: Fly ash conforming to grade I of IS 3812 (Part-1) only be used as part replacement of OPC as per IS: 456. Uniform blending with cement is to be ensured in accordance with clauses 5.2 and 5.2.1 of IS: 456 -2000 in the items of BMC and RMC — All works above plinth and up to floor IV level | M-15 grade plain cement concrete (cement content considered @ 240 kg/cum) | Cum | 4326
Concrete and RCC Work | 6.23.2.2 | Providing and laying in position ready mixed plain cement concrete, using fly ash and cement content as per approved design mix and manufactured in fully automatic batching plant and transported to site of work in transit mixer for all leads, having continuous agitated mixer, manufactured as per mix design of specified grade for plain cement concrete work, including pumping of R.M.C. from transit mixer to site of laying and curing, excluding the cost of centering, shuttering and finishing, including cost of curing, admixtures in recommended proportions as per IS: 9103 to accelerate/ retard setting of concrete, improve workability without impairing strength and durability as per direction of the Engineer-in-charge. Note: Fly ash conforming to grade I of IS 3812 (Part-1) only be used as part replacement of OPC as per IS: 456. Uniform blending with cement is to be ensured in accordance with clauses 5.2 and 5.2.1 of IS: 456 -2000 in the items of BMC and RMC — All works above plinth and up to floor IV level | M-10 grade plain cement concrete (cement content considered @ 220 kg/cum) | Cum | 4193
Concrete and RCC Work | 6.24.1 | Providing and laying in position ready mixed M-25 grade concrete for reinforced cement concrete work, using cement content as per approved design mix, manufactured in fully automatic batching plant and transported to site of work in transit mixer for all leads, having continuous agitated mixer, manufactured as per mix design of specified grade for reinforced cement concrete work, including pumping of R.M.C. from transit mixer to site of laying, excluding the cost of centering, shuttering finishing and reinforcement, including cost of admixtures in recommended proportions as per IS: 9103 to accelerate/ retard setting of concrete, improve workability without impairing strength and durability as per direction of the Engineer-in-charge. (Note:- Cement content considered in this item is@ 330 kg/cum. Less cement used as per design mix is recoverable. However no extra payment shall be made if excess cement is used as per design mix) | All works up to plinth level | Cum | 5002
Concrete and RCC Work | 6.24.2 | Providing and laying in position ready mixed M-25 grade concrete for reinforced cement concrete work, using cement content as per approved design mix, manufactured in fully automatic batching plant and transported to site of work in transit mixer for all leads, having continuous agitated mixer, manufactured as per mix design of specified grade for reinforced cement concrete work, including pumping of R.M.C. from transit mixer to site of laying, excluding the cost of centering, shuttering finishing and reinforcement, including cost of admixtures in recommended proportions as per IS: 9103 to accelerate/ retard setting of concrete, improve workability without impairing strength and durability as per direction of the Engineer-in-charge. (Note:- Cement content considered in this item is@ 330 kg/cum. Less cement used as per design mix is recoverable. However no extra payment shall be made if excess cement is used as per design mix) | All works above plinth level up to floor IV level G. DESIGN MIX CONCRETE | Cum | 5051
Concrete and RCC Work | 6.25.1 | Providing and laying in position machine batched and machine mixed design mix M-25 grade cement concrete for reinforced cement concrete work, using cement content as per approved design mix, including pumping of concrete to site of laying but excluding the cost of centering, shuttering, finishing and reinforcement, including admixtures in recommended proportions as per IS: 9103 to accelerate, retard setting of concrete, improve workability without impairing strength and durability as per direction of Engineer-in-charge. (Note:- Cement content considered in this item is @ 330 kg/cum. Less cement used as per design mix is recoverable. However no extra payment shall be made if excess cement is used as per design mix) | All works up to plinth level | Cum | 4999
Concrete and RCC Work | 6.25.2 | Providing and laying in position machine batched and machine mixed design mix M-25 grade cement concrete for reinforced cement concrete work, using cement content as per approved design mix, including pumping of concrete to site of laying but excluding the cost of centering, shuttering, finishing and reinforcement, including admixtures in recommended proportions as per IS: 9103 to accelerate, retard setting of concrete, improve workability without impairing strength and durability as per direction of Engineer-in-charge. (Note:- Cement content considered in this item is @ 330 kg/cum. Less cement used as per design mix is recoverable. However no extra payment shall be made if excess cement is used as per design mix) | All works above plinth level up to floor IV level | Cum | 5041
Concrete and RCC Work | 6.26.1 | Extra for providing richer mixes up to plinth and at all floor levels. (Note:- Less cement used as per design mix is recoverable. However no extra payment shall be made if excess cement is used as per design mix) | Providing M-30 grade concrete instead of M-25 grade BMC/ RMC. (Note:- Cement content considered in M-30 is @ 340 kg/cum) | Cum | 66
Concrete and RCC Work | 6.26.2 | Extra for providing richer mixes up to plinth and at all floor levels. (Note:- Less cement used as per design mix is recoverable. However no extra payment shall be made if excess cement is used as per design mix) | Providing M-35 grade concrete instead of M-25 grade BMC/ RMC. (Note Cement content considered in M-35 is@ 350 kg/ cum) | Cum | 133
Concrete and RCC Work | 6.26.3 | Extra for providing richer mixes up to plinth and at all floor levels. (Note:- Less cement used as per design mix is recoverable. However no extra payment shall be made if excess cement is used as per design mix) | Providing M-40 grade concrete instead of M-25 grade BMC/ RMC.(Note Cement content considered in M-40 is@ 360 kg/ cum) | Cum | 199
Concrete and RCC Work | 6.27 | Extra for R.C.C./ B.M.C/ R.M.C. work above floor IV level for each three floors or part thereof. H. DESIGN MIX CONCRETE WITH FLYASH |  | Cum | 273
Concrete and RCC Work | 6.28.1 | Providing and laying in position ready mixed M-25 grade concrete for reinforced cement concrete work, using fly ash and cement content as per approved design mix, and manufactured in fully automatic batching plant and transported to site of work in transit mixer for all leads, having continuous agitated mixer, manufactured as per mix design of specified grade for reinforced cement concrete work, including pumping of R.M.C. from transit mixer to site of laying, excluding the cost of centering, shuttering, finishing and reinforcement, including cost of admixtures in recommended proportions as per IS: 9103 to accelerate/ retard setting of concrete, improve workability without impairing strength and durability as per direction of the Engineer - in - charge. NOTE- (1) Cement content considered in this item is@ 330 kg/cum. Less cement used as per design mix is recoverable. However no extra payment shall be made if excess cement is used as per design mix. (2) Fly ash conforming to grade I of IS 3812 (Part-1) only be used as part replacement of OPC as per IS: 456. Uniform blending with cement to be ensured in accordance with clauses 5.2 and 5.2.1 of IS:456 -2000 in the items of BMC and RMC | All works up to Plinth level | Cum | 5371
Concrete and RCC Work | 6.28.2 | Providing and laying in position ready mixed M-25 grade concrete for reinforced cement concrete work, using fly ash and cement content as per approved design mix, and manufactured in fully automatic batching plant and transported to site of work in transit mixer for all leads, having continuous agitated mixer, manufactured as per mix design of specified grade for reinforced cement concrete work, including pumping of R.M.C. from transit mixer to site of laying, excluding the cost of centering, shuttering, finishing and reinforcement, including cost of admixtures in recommended proportions as per IS: 9103 to accelerate/ retard setting of concrete, improve workability without impairing strength and durability as per direction of the Engineer - in - charge. NOTE- (1) Cement content considered in this item is@ 330 kg/cum. Less cement used as per design mix is recoverable. However no extra payment shall be made if excess cement is used as per design mix. (2) Fly ash conforming to grade I of IS 3812 (Part-1) only be used as part replacement of OPC as per IS: 456. Uniform blending with cement to be ensured in accordance with clauses 5.2 and 5.2.1 of IS:456 -2000 in the items of BMC and RMC | All works above plinth & up to floor IV level. I. CENTRING AND SHUTTERING (FORM WORK) | Cum | 5418
Concrete and RCC Work | 6.29.1 | Centering and shuttering including strutting, propping etc. and removal of form work for | Foundations, footings, bases for columns | Sqm | 174
Concrete and RCC Work | 6.29.2 | Centering and shuttering including strutting, propping etc. and removal of form work for | Retaining walls, return walls, walls (any thickness) including attached pilasters, buttresses, plinth and string courses fillets, kerbs and steps etc | Sqm | 316
Concrete and RCC Work | 6.29.3 | Centering and shuttering including strutting, propping etc. and removal of form work for | Columns, piers, abutments, pillars, posts and struts | Sqm | 292
Concrete and RCC Work | 6.30.1 | Centering and shuttering including strutting, propping etc. and removal of form for | Foundations, footings, bases of columns, etc. for mass concrete | Sqm | 175
Concrete and RCC Work | 6.30.2 | Centering and shuttering including strutting, propping etc. and removal of form for | Walls (any thickness) including attached pilasters, buttresses, plinth and string courses etc | Sqm | 316
Concrete and RCC Work | 6.30.3 | Centering and shuttering including strutting, propping etc. and removal of form for | Suspended floors, roofs, landings, balconies and | Sqm | 233
Concrete and RCC Work | 6.30.4 | Centering and shuttering including strutting, propping etc. and removal of form for | Shelves (Cast in situ) | Sqm | 250
Concrete and RCC Work | 6.30.5 | Centering and shuttering including strutting, propping etc. and removal of form for | Lintels, beams, plinth beams, girders, bressumers and cantilevers | Sqm | 332
Concrete and RCC Work | 6.30.6 | Centering and shuttering including strutting, propping etc. and removal of form for | Columns, Pillars, Piers, Abutments, Posts and Struts | Sqm | 293
Concrete and RCC Work | 6.30.7 | Centering and shuttering including strutting, propping etc. and removal of form for | Stairs, (excluding landings) except spiral-staircases | Sqm | 325
Concrete and RCC Work | 6.30.8 | Centering and shuttering including strutting, propping etc. and removal of form for | Spiral staircases (including landing) | Sqm | 322
Concrete and RCC Work | 6.30.9 | Centering and shuttering including strutting, propping etc. and removal of form for | Arches, domes, vaults up to 6 m span | Sqm | 810
Concrete and RCC Work | 6.30.10 | Centering and shuttering including strutting, propping etc. and removal of form for | Extra for arches, domes, vaults exceeding 6 m span | Sqm | 649
Concrete and RCC Work | 6.30.11 | Centering and shuttering including strutting, propping etc. and removal of form for | Chimneys and shafts | Sqm | 361
Concrete and RCC Work | 6.30.12 | Centering and shuttering including strutting, propping etc. and removal of form for | Well steining | Sqm | 307
Concrete and RCC Work | 6.30.13 | Centering and shuttering including strutting, propping etc. and removal of form for | Vertical and horizontal fins individually or forming box louvers band, facias and eaves boards | Sqm | 513
Concrete and RCC Work | 6.30.15 | Centering and shuttering including strutting, propping etc. and removal of form for | Small lintels not exceeding 1.5 m clear span, moulding as in cornices, window sills, string courses, bands, copings, bed plates, anchor blocks and the like | Sqm | 174
Concrete and RCC Work | 6.30.16.1 | Centering and shuttering including strutting, propping etc. and removal of form for — Edges of slabs and breaks in floors and walls | Under 20 cm wide | Metre | 128
Concrete and RCC Work | 6.30.17 | Centering and shuttering including strutting, propping etc. and removal of form for | Cornices and mouldings | Sqm | 608
Concrete and RCC Work | 6.30.18 | Centering and shuttering including strutting, propping etc. and removal of form for | Small surfaces such as cantilever ends, brackets and ends of steps, caps and bases to pilasters and columns and the like | Sqm | 535
Concrete and RCC Work | 6.30.19 | Centering and shuttering including strutting, propping etc. and removal of form for | Weather shade, Chanas, corbels etc., including edges | Sqm | 311
Concrete and RCC Work | 6.30.20 | Centering and shuttering including strutting, propping etc. and removal of form for | Suspended floors, roofs, landings, balconies and access platform with water proof ply 12 mm thick | Sqm | 489
Concrete and RCC Work | 6.30.21 | Centering and shuttering including strutting, propping etc. and removal of form for | Lintels, beams, plinth beams, girders, bressumers and cantilevers with water proof ply 12 mm thick | Sqm | 411
Concrete and RCC Work | 6.31.1 | Providing and fixing tie bolt, spring coil and plastic cone in wall shuttering complete as per the direction of Engineer-in-charge | 12 mm dia. & 100 mm length | Each | 133
Concrete and RCC Work | 6.31.2 | Providing and fixing tie bolt, spring coil and plastic cone in wall shuttering complete as per the direction of Engineer-in-charge | 12 mm dia. & 150 mm length | Each | 146
Concrete and RCC Work | 6.31.3 | Providing and fixing tie bolt, spring coil and plastic cone in wall shuttering complete as per the direction of Engineer-in-charge | 20 mm dia. & 150 mm length | Each | 158
Concrete and RCC Work | 6.31.4 | Providing and fixing tie bolt, spring coil and plastic cone in wall shuttering complete as per the direction of Engineer-in-charge | 20 mm dia.& 225 mm length | Each | 171
Concrete and RCC Work | 6.32.1 | Extra for additional height in centering, shuttering where ever required with adequate bracing, propping etc., including cost of de-shuttering and decentring at all levels, over a height of 3.5 m, for every additional height of 1 metre or part thereof (Plan area to be measured) | Suspended floors, roofs, landing, beams and balconies (Plan area to be measured) J. STEEL REINFORCEMENT | Sqm | 164
Concrete and RCC Work | 6.33.1 | Steel reinforcement for R.C.C. work, where not included in the complete rate of RCC, including straightening, cutting, bending, placing in position, binding, wastage, overlaps, welded joints, spacer bars, chairs, stays, hangers and annealed steel wire etc. complete in all respect below plinth level Note:- Reinforcement shall be measured in length including hooks, if any, separately for different diameters as actually used in work, excluding overlaps. Wastage, overlaps, couplings, welded joints, spacer bars, chairs, stays, hangers and annealed steel wire or other methods of binding & placing shall not be measured and cost of these items shall be deemed to be included in the rates for reinforcement | Mild steel and Medium Tensile steel bars | KG | 67
Concrete and RCC Work | 6.33.2 | Steel reinforcement for R.C.C. work, where not included in the complete rate of RCC, including straightening, cutting, bending, placing in position, binding, wastage, overlaps, welded joints, spacer bars, chairs, stays, hangers and annealed steel wire etc. complete in all respect below plinth level Note:- Reinforcement shall be measured in length including hooks, if any, separately for different diameters as actually used in work, excluding overlaps. Wastage, overlaps, couplings, welded joints, spacer bars, chairs, stays, hangers and annealed steel wire or other methods of binding & placing shall not be measured and cost of these items shall be deemed to be included in the rates for reinforcement | Hard drawn steel wire | KG | 75
Concrete and RCC Work | 6.33.3 | Steel reinforcement for R.C.C. work, where not included in the complete rate of RCC, including straightening, cutting, bending, placing in position, binding, wastage, overlaps, welded joints, spacer bars, chairs, stays, hangers and annealed steel wire etc. complete in all respect below plinth level Note:- Reinforcement shall be measured in length including hooks, if any, separately for different diameters as actually used in work, excluding overlaps. Wastage, overlaps, couplings, welded joints, spacer bars, chairs, stays, hangers and annealed steel wire or other methods of binding & placing shall not be measured and cost of these items shall be deemed to be included in the rates for reinforcement | Cold twisted bars | KG | 68
Concrete and RCC Work | 6.33.4 | Steel reinforcement for R.C.C. work, where not included in the complete rate of RCC, including straightening, cutting, bending, placing in position, binding, wastage, overlaps, welded joints, spacer bars, chairs, stays, hangers and annealed steel wire etc. complete in all respect below plinth level Note:- Reinforcement shall be measured in length including hooks, if any, separately for different diameters as actually used in work, excluding overlaps. Wastage, overlaps, couplings, welded joints, spacer bars, chairs, stays, hangers and annealed steel wire or other methods of binding & placing shall not be measured and cost of these items shall be deemed to be included in the rates for reinforcement | Hot rolled deformed bars | KG | 68
Concrete and RCC Work | 6.33.5 | Steel reinforcement for R.C.C. work, where not included in the complete rate of RCC, including straightening, cutting, bending, placing in position, binding, wastage, overlaps, welded joints, spacer bars, chairs, stays, hangers and annealed steel wire etc. complete in all respect below plinth level Note:- Reinforcement shall be measured in length including hooks, if any, separately for different diameters as actually used in work, excluding overlaps. Wastage, overlaps, couplings, welded joints, spacer bars, chairs, stays, hangers and annealed steel wire or other methods of binding & placing shall not be measured and cost of these items shall be deemed to be included in the rates for reinforcement | Hard drawn steel wire fabric | KG | 75
Concrete and RCC Work | 6.33.6 | Steel reinforcement for R.C.C. work, where not included in the complete rate of RCC, including straightening, cutting, bending, placing in position, binding, wastage, overlaps, welded joints, spacer bars, chairs, stays, hangers and annealed steel wire etc. complete in all respect below plinth level Note:- Reinforcement shall be measured in length including hooks, if any, separately for different diameters as actually used in work, excluding overlaps. Wastage, overlaps, couplings, welded joints, spacer bars, chairs, stays, hangers and annealed steel wire or other methods of binding & placing shall not be measured and cost of these items shall be deemed to be included in the rates for reinforcement | Thermo-Mechanically Treated bars of grade Fe-500D or more | KG | 68
Concrete and RCC Work | 6.34.1 | Steel reinforcement for R.C.C. work, where not included in the complete rate of RCC, including straightening, cutting, bending, placing in position, binding, wastage, overlaps, welded joints, spacer bars, chairs, stays, hangers and annealed steel wire etc. complete in all respect above plinth level. Note:- Reinforcement shall be measured in length including hooks, if any, separately for different diameters as actually used in work, excluding overlaps. Wastage, over1aps, couplings, welded joints, spacer bars, chairs, stays, hangers and annealed steel wire or other methods of binding & placing shall not be measured and cost of these items shall be deemed to be included in the rates for reinforcement | Mild steel and Medium Tensile steel bars | KG | 67
Concrete and RCC Work | 6.34.2 | Steel reinforcement for R.C.C. work, where not included in the complete rate of RCC, including straightening, cutting, bending, placing in position, binding, wastage, overlaps, welded joints, spacer bars, chairs, stays, hangers and annealed steel wire etc. complete in all respect above plinth level. Note:- Reinforcement shall be measured in length including hooks, if any, separately for different diameters as actually used in work, excluding overlaps. Wastage, over1aps, couplings, welded joints, spacer bars, chairs, stays, hangers and annealed steel wire or other methods of binding & placing shall not be measured and cost of these items shall be deemed to be included in the rates for reinforcement | Hard drawn steel wire | KG | 75
Concrete and RCC Work | 6.34.3 | Steel reinforcement for R.C.C. work, where not included in the complete rate of RCC, including straightening, cutting, bending, placing in position, binding, wastage, overlaps, welded joints, spacer bars, chairs, stays, hangers and annealed steel wire etc. complete in all respect above plinth level. Note:- Reinforcement shall be measured in length including hooks, if any, separately for different diameters as actually used in work, excluding overlaps. Wastage, over1aps, couplings, welded joints, spacer bars, chairs, stays, hangers and annealed steel wire or other methods of binding & placing shall not be measured and cost of these items shall be deemed to be included in the rates for reinforcement | Cold twisted bars | KG | 68
Concrete and RCC Work | 6.34.4 | Steel reinforcement for R.C.C. work, where not included in the complete rate of RCC, including straightening, cutting, bending, placing in position, binding, wastage, overlaps, welded joints, spacer bars, chairs, stays, hangers and annealed steel wire etc. complete in all respect above plinth level. Note:- Reinforcement shall be measured in length including hooks, if any, separately for different diameters as actually used in work, excluding overlaps. Wastage, over1aps, couplings, welded joints, spacer bars, chairs, stays, hangers and annealed steel wire or other methods of binding & placing shall not be measured and cost of these items shall be deemed to be included in the rates for reinforcement | Hot rolled deformed bars | KG | 68
Concrete and RCC Work | 6.34.5 | Steel reinforcement for R.C.C. work, where not included in the complete rate of RCC, including straightening, cutting, bending, placing in position, binding, wastage, overlaps, welded joints, spacer bars, chairs, stays, hangers and annealed steel wire etc. complete in all respect above plinth level. Note:- Reinforcement shall be measured in length including hooks, if any, separately for different diameters as actually used in work, excluding overlaps. Wastage, over1aps, couplings, welded joints, spacer bars, chairs, stays, hangers and annealed steel wire or other methods of binding & placing shall not be measured and cost of these items shall be deemed to be included in the rates for reinforcement | Hard drawn steel wire fabric | KG | 75
Concrete and RCC Work | 6.34.6 | Steel reinforcement for R.C.C. work, where not included in the complete rate of RCC, including straightening, cutting, bending, placing in position, binding, wastage, overlaps, welded joints, spacer bars, chairs, stays, hangers and annealed steel wire etc. complete in all respect above plinth level. Note:- Reinforcement shall be measured in length including hooks, if any, separately for different diameters as actually used in work, excluding overlaps. Wastage, over1aps, couplings, welded joints, spacer bars, chairs, stays, hangers and annealed steel wire or other methods of binding & placing shall not be measured and cost of these items shall be deemed to be included in the rates for reinforcement | Thermo-Mechanically Treated bars of grade Fe-500D or more | KG | 68
Concrete and RCC Work | 6.35.1 | Steel reinforcement for R.C.C. work ready to use "cut and bend" rebars of approved make from factory/workshop to construction site including placing in position and binding all complete up to plinth level | Thermo-Mechanically Treated bars of grade Fe-500D or more | KG | 71
Concrete and RCC Work | 6.36.1 | Steel reinforcement for R.C.C. work ready to use "cut and bend" rebars of approved make from factory/workshop to construction site including placing in position and binding all complete above plinth level | Thermo-Mechanically Treated bars of grade Fe-500D | KG | 73
Concrete and RCC Work | 6.37.1 | Providing and fixing parallel threaded couplers conforming to IS on "Reinforcement Couplers for Mechanical Splices of Bars for Concrete Reinforcement - Specification", to reinforcement bars including threading, enlargement at connection by forging, protecting the prepared reinforcement bars and related operations as required to complete the works per direction of Engineer- in-Charge | Coupler for 16 mm diameter reinforcement bar | Each | 58
Concrete and RCC Work | 6.37.2 | Providing and fixing parallel threaded couplers conforming to IS on "Reinforcement Couplers for Mechanical Splices of Bars for Concrete Reinforcement - Specification", to reinforcement bars including threading, enlargement at connection by forging, protecting the prepared reinforcement bars and related operations as required to complete the works per direction of Engineer- in-Charge | Coupler for 20 mm diameter reinforcement bar | Each | 77
Concrete and RCC Work | 6.37.3 | Providing and fixing parallel threaded couplers conforming to IS on "Reinforcement Couplers for Mechanical Splices of Bars for Concrete Reinforcement - Specification", to reinforcement bars including threading, enlargement at connection by forging, protecting the prepared reinforcement bars and related operations as required to complete the works per direction of Engineer- in-Charge | Coupler for 25 mm diameter reinforcement bar | Each | 124
Concrete and RCC Work | 6.37.4 | Providing and fixing parallel threaded couplers conforming to IS on "Reinforcement Couplers for Mechanical Splices of Bars for Concrete Reinforcement - Specification", to reinforcement bars including threading, enlargement at connection by forging, protecting the prepared reinforcement bars and related operations as required to complete the works per direction of Engineer- in-Charge | Coupler for 28 mm diameter reinforcement bar | Each | 143
Concrete and RCC Work | 6.37.5 | Providing and fixing parallel threaded couplers conforming to IS on "Reinforcement Couplers for Mechanical Splices of Bars for Concrete Reinforcement - Specification", to reinforcement bars including threading, enlargement at connection by forging, protecting the prepared reinforcement bars and related operations as required to complete the works per direction of Engineer- in-Charge | Coupler for 32 mm diameter reinforcement bar K. CEMENT CONCRETE PRECAST | Each | 184
Concrete and RCC Work | 6.38.1 | Providing and fixing up to floor four level precast cement concrete string or lacing courses, copings, bed plates, anchor blocks, plain window sills, shelves, louvers, steps, stair cases, etc., including hoisting and setting in position with cement mortar 1:3 (1 Cement: 3 coarse sand), cost of required Centering complete | 1:1.5:3 (1 cement: 1.5 coarse sand(zone-111): 3 | Cum | 4534
Concrete and RCC Work | 6.39.1 | Providing and fixing at or near ground level precast cement concrete in kerbs, edgings etc. as per approved pattern and setting in position with cement mortar 1:3 (1 Cement: 3 coarse sand), including the cost of required centering, shuttering complete | 1:1½:3 (1 Cement: 1½ coarse sand(zone-111): 3 graded stone aggregate 20 mm nominal size) | Cum | 4631
Concrete and RCC Work | 6.40.1 | Providing and fixing up to floor four level precast cement concrete solid block, including hoisting and setting in position with cement mortar 1:3 (1 cement: 3 coarse sand), cost of required centering, shuttering complete | 1:1½:3 (1 Cement: 1½ coarse sand(zone-111): 3 graded stone aggregate 20 mm nominal size) | Cum | 5076
Concrete and RCC Work | 6.41.1 | Providing and fixing up to floor four level precast cement concrete hollow block, including hoisting and setting in position with cement mortar 1:3 (1 cement: 3 coarse sand), cost of required centering, shuttering complete | 1:1½:3 (1 Cement: 1½ coarse sand (zone-Ill): 3 graded stone aggregate 20 mm nominal size) | Cum | 3476
Concrete and RCC Work | 6.42 | Precasting and placing in position 125 mm dia Bollards 600 mm high of required shape including providing M.S. Pipe Sleeve 50 mm dia 300 mm long in the Bollard and M.S. Pipes 40 mm dia and 450mm long with 150x150x6mm M.S. plate welded at bottom and embedded 150mm in cement concrete 1:3:6 (1 Cement: 3 coarse sand (zone-Ill): 6 graded stone aggregate 20 mm nominal size), including necessary excavation of size 250x250x450mm deep for the same in bitumen/concrete pavement at specified spacing. L. PRE-CAST RCC |  | Each | 490
Concrete and RCC Work | 6.43 | Providing, hoisting and fixing above plinth level up to floor four level precast reinforced cement concrete work in string courses, bands, copings, bed plates, anchor blocks, plain window sills and the like, including the cost of required centering, shuttering but, excluding cost of reinforcement with 1: 1.5:3 (1 cement: 1.5 coarse sand(zone-111): 3 graded stone aggregate 20 mm nominal size) |  | Cum | 4674
Concrete and RCC Work | 6.44 | Providing, hoisting and fixing up to floor four level precast reinforced cement concrete in small lintels not exceeding 1.5m clear span up to floor four level, including the cost of required centering, shuttering but, excluding the cost of reinforcement with 1: 1.5:3 (1 cement: 1.5 coarse sand(zone-111): 3 graded stone aggregate 20 mm nominal size) |  | Cum | 5690
Concrete and RCC Work | 6.45 | Providing, hoisting and fixing above plinth level up to floor four level precast reinforced cement concrete in mouldings as in cornices, windows sills etc, including setting in cement mortar 1: 3 (1 cement: 3 coarse sand) cost of required centering, shuttering but, excluding the cost of reinforcement, with 1:1.5:3 (1 cement 1.5 coarse sand(zone-111) 3 graded stone aggregate 20 mm nominal size) |  | Cum | 6795
Concrete and RCC Work | 6.46 | Providing, hoisting and fixing above plinth level up to floor four level precast reinforced cement concrete in lintels, beams and bressumers, including setting in cement mortar 1: 3 (1 cement: 3 coarse sand), cost of required centering and shuttering but, excluding the cost of reinforcement, with 1: 1.5:3 (1 cement: 1.5 coarse sand(zone-111): 3 graded stone aggregate 20 mm nominal size) |  | Cum | 5956
Concrete and RCC Work | 6.47 | Providing, hoisting and fixing above plinth level up to floor four level precast reinforced cement concrete in shelves, including setting in cement mortar 1:3 (1c ement: 3 coarse sand), cost of required centering, shuttering and finishing with neat cement punning on exposed surfaces but, excluding the cost of reinforcement, with 1: 1.5:3 (1 cement: 1.5 coarse sand(zone-111): 3 graded stone aggregate 20 mm nominal size) |  | Cum | 7334
Concrete and RCC Work | 6.48 | Providing, hoisting and fixing above plinth level up to floor four level precast reinforced cement concrete in vertical & horizontal fins, individually or forming box louvers, setting in cement mortar 1: 2 (1 cement: 2 coarse sand), including the cost of required centering, shuttering but, excluding the cost of reinforcement, with 1: 1.5:3 (1 cement: 1.5 coarse sand(zone-111): 3 graded stone aggregate 20 mm nominal size) |  | Cum | 5474
Concrete and RCC Work | 6.49.1 | Providing precast cement concrete Jali 1:2:4 (1 cement: 2 coarse sand(zone-111): 4 graded stone aggregate 6mm nominal size ), reinforced with 1.6 mm dia mild steel wire, including centering and shuttering, roughening cleaning, fixing and finishing in cement mortar 1:3 (1 cement: 3 fine sand) etc. complete, excluding plastering of the jambs, sills and soffits | 50 mm thick | Sqm | 946
Concrete and RCC Work | 6.49.2 | Providing precast cement concrete Jali 1:2:4 (1 cement: 2 coarse sand(zone-111): 4 graded stone aggregate 6mm nominal size ), reinforced with 1.6 mm dia mild steel wire, including centering and shuttering, roughening cleaning, fixing and finishing in cement mortar 1:3 (1 cement: 3 fine sand) etc. complete, excluding plastering of the jambs, sills and soffits | 40 mm thick | Sqm | 845
Concrete and RCC Work | 6.49.3 | Providing precast cement concrete Jali 1:2:4 (1 cement: 2 coarse sand(zone-111): 4 graded stone aggregate 6mm nominal size ), reinforced with 1.6 mm dia mild steel wire, including centering and shuttering, roughening cleaning, fixing and finishing in cement mortar 1:3 (1 cement: 3 fine sand) etc. complete, excluding plastering of the jambs, sills and soffits | 25 mm thick | Sqm | 701
Concrete and RCC Work | 6.50.1 | Providing and fixing in position factory made precast RCC M-40 fixing with hold fast embedded in 1:3:6 concrete block for doors and windows frames having excellent smooth finish as per IS: 6523 with reinforcement of 3 Nos., 6 mm dia main bars tied with 3 mm M.S stirrups placed@ 200 mm CIC and 6 numbers high strength polymer blocks of required size for fixing hinges including providing 6 no specially designed M.S. galvanised sleeves for accommodating 6 mm dia fully threaded bolts for fixing hold fast on vertical members, providing suitable arrangement for receiving sliding door bolts and tower bolt etc. all complete, as per the direction of Engineer-in-charge. The frame shall be measured in running metre correct to two places of decimal | Door frame 125 mmx 60 mm | Metre | 422
Concrete and RCC Work | 6.50.2 | Providing and fixing in position factory made precast RCC M-40 fixing with hold fast embedded in 1:3:6 concrete block for doors and windows frames having excellent smooth finish as per IS: 6523 with reinforcement of 3 Nos., 6 mm dia main bars tied with 3 mm M.S stirrups placed@ 200 mm CIC and 6 numbers high strength polymer blocks of required size for fixing hinges including providing 6 no specially designed M.S. galvanised sleeves for accommodating 6 mm dia fully threaded bolts for fixing hold fast on vertical members, providing suitable arrangement for receiving sliding door bolts and tower bolt etc. all complete, as per the direction of Engineer-in-charge. The frame shall be measured in running metre correct to two places of decimal | Door frame 100 mmx 60 mm | Metre | 363
Concrete and RCC Work | 6.50.3 | Providing and fixing in position factory made precast RCC M-40 fixing with hold fast embedded in 1:3:6 concrete block for doors and windows frames having excellent smooth finish as per IS: 6523 with reinforcement of 3 Nos., 6 mm dia main bars tied with 3 mm M.S stirrups placed@ 200 mm CIC and 6 numbers high strength polymer blocks of required size for fixing hinges including providing 6 no specially designed M.S. galvanised sleeves for accommodating 6 mm dia fully threaded bolts for fixing hold fast on vertical members, providing suitable arrangement for receiving sliding door bolts and tower bolt etc. all complete, as per the direction of Engineer-in-charge. The frame shall be measured in running metre correct to two places of decimal | Door frame 85 mmx60 mm | Metre | 362
Concrete and RCC Work | 6.51 | Providing and placing in position precast reinforced cement concrete waffle units, square or rectangular, as per design and shape for floors and roofs in 1: 1½: 3 ( 1 Cement: 1 ½ coarse sand (zone-Ill): 3 graded stone aggregate 1 O mm nominal size), including flush or deep ruled pointing at joints in Cement mortar 1:2 (1 Cement: 2 Fine sand), making necessary holes of required sizes for carrying through service lines etc., providing steel hooks for lifting etc, form work in precasting, handling, hoisting, centering and erection complete for all floor levels but, excluding the cost of reinforcement. M. ENCASING ROLLED STEEL SECTION |  | Cum | 14611
Concrete and RCC Work | 6.52 | Encasing rolled steel sections, in beams and columns, with cement concrete 1: 1.5:3 (1 cement: 1.5 coarse sand (zone-Ill): 3 graded stone aggregate 20 mm nominal size) including centering and shuttering complete but, excluding cost of reinforcement |  | Cum | 7766
Concrete and RCC Work | 6.53 | Encasing rolled steel section in grillages with cement concrete 1: 1.5:3 (1 cement: 1.5 coarse sand (zone-Ill): 3 graded stone aggregate 20 mm nominal size) including centering and shuttering but, excluding cost of expanded metal and hangers |  | Cum | 4945
Concrete and RCC Work | 6.54 | Extra for providing and fixing expanded metal mesh of size 20x60 mm and strands 3.25 mm wide 1.6 mm thick weighing 3.64 kg per sqm for encasing of rolled steel sections in beams, columns and grillages, excluding cost of hangers. N. EXPANSION JOINTS |  | Sqm | 399
Concrete and RCC Work | 6.55 | Providing and fixing in position copper plate as per design for expansion joints |  | KG | 696
Concrete and RCC Work | 6.56 | Providing and filling in position, blown bitumen in expansion joints |  | Cum | 51659
Concrete and RCC Work | 6.57 | Providing and filling in position bitumen mix filler of proportion 80 kg. of hot bitumen, 1 kg. of cement and 0.25 cubic metre of coarse sand for expansion joints |  | Cum | 15634
Concrete and RCC Work | 6.59.1.1 | Providing and fixing sheet covering over expansion joints with iron screws as per design — Non-asbestos fibre cement board 6 mm thick as per IS: 14862 | 150mm wide | Metre | 86
Concrete and RCC Work | 6.59.1.2 | Providing and fixing sheet covering over expansion joints with iron screws as per design — Non-asbestos fibre cement board 6 mm thick as per IS: 14862 | 200mm wide | Metre | 112
Concrete and RCC Work | 6.59.2.1 | Providing and fixing sheet covering over expansion joints with iron screws as per design — Aluminium fluted strips 3.15 mm thick | 150 mm wide | Metre | 402
Concrete and RCC Work | 6.59.2.2 | Providing and fixing sheet covering over expansion joints with iron screws as per design — Aluminium fluted strips 3.15 mm thick | 200 mm wide | Metre | 519
Concrete and RCC Work | 6.59.3.1 | Providing and fixing sheet covering over expansion joints with iron screws as per design — Cement bonded wood particle board 6mm thick as per IS: 14276 | 150 mm wide | Metre | 98
Concrete and RCC Work | 6.59.3.2 | Providing and fixing sheet covering over expansion joints with iron screws as per design — Cement bonded wood particle board 6mm thick as per IS: 14276 | 200 mm wide | Metre | 116
Concrete and RCC Work | 6.60.1 | Providing and fixing in position Stainless steel Grade 304 plate- 1.0 mm thick as per design for expansion joints | 200 mm wide | Metre | 622
Concrete and RCC Work | 6.60.2 | Providing and fixing in position Stainless steel Grade 304 plate- 1.0 mm thick as per design for expansion joints | 300 mm wide | Metre | 908
Concrete and RCC Work | 6.61.1 | Providing and fixing of expansion joint system related with floor location as per drawings and direction of Engineer-In-Charge. The joints system will be of extruded aluminium base members, self aligning/ self centering arrangement and support plates etc. as per ASTM 9221-02. The system shall be such that it provides floor to floor /floor to wall expansion control system for various vertical location in load application areas that accommodates multi directional seismic movement without stress to it's components. System shall consist of metal profiles with a universal aluminium base member designed to accommodate various project conditions and finish floor treatments. The cover plate shall be designed of width and thickness required to satisfy projects movement and loading requirements and secured to base members by utilizing manufacturer's pre-engineered self­ centering arrangement that freely rotates I moves in all directions. The Self - centering arrangement shall exhibit circular sphere ends that lock and slide inside the corresponding aluminium extrusion cavity to allow freedom of movement and flexure in all directions including vertical displacement. Provision of Moisture Barrier Membrane in the Joint System to have watertight joint is mandatory requirement all as per the manufactures design and as approved by Engineer -in-Charge. (Material shall confirm to ASTM 6063) | Floor Joint of 100 mm gap | Metre | 5008
Concrete and RCC Work | 6.61.2 | Providing and fixing of expansion joint system related with floor location as per drawings and direction of Engineer-In-Charge. The joints system will be of extruded aluminium base members, self aligning/ self centering arrangement and support plates etc. as per ASTM 9221-02. The system shall be such that it provides floor to floor /floor to wall expansion control system for various vertical location in load application areas that accommodates multi directional seismic movement without stress to it's components. System shall consist of metal profiles with a universal aluminium base member designed to accommodate various project conditions and finish floor treatments. The cover plate shall be designed of width and thickness required to satisfy projects movement and loading requirements and secured to base members by utilizing manufacturer's pre-engineered self­ centering arrangement that freely rotates I moves in all directions. The Self - centering arrangement shall exhibit circular sphere ends that lock and slide inside the corresponding aluminium extrusion cavity to allow freedom of movement and flexure in all directions including vertical displacement. Provision of Moisture Barrier Membrane in the Joint System to have watertight joint is mandatory requirement all as per the manufactures design and as approved by Engineer -in-Charge. (Material shall confirm to ASTM 6063) | Floor Joint of 150 mm gap | Metre | 6225
Concrete and RCC Work | 6.61.3 | Providing and fixing of expansion joint system related with floor location as per drawings and direction of Engineer-In-Charge. The joints system will be of extruded aluminium base members, self aligning/ self centering arrangement and support plates etc. as per ASTM 9221-02. The system shall be such that it provides floor to floor /floor to wall expansion control system for various vertical location in load application areas that accommodates multi directional seismic movement without stress to it's components. System shall consist of metal profiles with a universal aluminium base member designed to accommodate various project conditions and finish floor treatments. The cover plate shall be designed of width and thickness required to satisfy projects movement and loading requirements and secured to base members by utilizing manufacturer's pre-engineered self­ centering arrangement that freely rotates I moves in all directions. The Self - centering arrangement shall exhibit circular sphere ends that lock and slide inside the corresponding aluminium extrusion cavity to allow freedom of movement and flexure in all directions including vertical displacement. Provision of Moisture Barrier Membrane in the Joint System to have watertight joint is mandatory requirement all as per the manufactures design and as approved by Engineer -in-Charge. (Material shall confirm to ASTM 6063) | Floor Joint of 200 mm gap | Metre | 8091
Concrete and RCC Work | 6.62.1 | Providing and fixing of expansion joint system related with wall joint (internal/external) location as per drawings and direction of Engineer-In- Charge. The joints shall be of extruded aluminium base members, self aligning / centering arrangement and support plates as per ASTM B221- 02. The material shall be such that it provides an Expansion Joints System suitable for vertical wall to wall/ wall to comer application, both new and existing construction in office Buildings & complexes with no slipping down tendency amongst the components of the Joint System. The Joint System shall utilize light weight aluminium profiles exhibiting minimal exposed aluminium surfaces mechanically snap locking the multicellular to facilitate movement. (Material shall confirm to ASTM 6063) | Wall Joint of 100 mm gap | Metre | 4099
Concrete and RCC Work | 6.62.2 | Providing and fixing of expansion joint system related with wall joint (internal/external) location as per drawings and direction of Engineer-In- Charge. The joints shall be of extruded aluminium base members, self aligning / centering arrangement and support plates as per ASTM B221- 02. The material shall be such that it provides an Expansion Joints System suitable for vertical wall to wall/ wall to comer application, both new and existing construction in office Buildings & complexes with no slipping down tendency amongst the components of the Joint System. The Joint System shall utilize light weight aluminium profiles exhibiting minimal exposed aluminium surfaces mechanically snap locking the multicellular to facilitate movement. (Material shall confirm to ASTM 6063) | Wall Joint of 150 mm gap | Metre | 4667
Concrete and RCC Work | 6.62.3 | Providing and fixing of expansion joint system related with wall joint (internal/external) location as per drawings and direction of Engineer-In- Charge. The joints shall be of extruded aluminium base members, self aligning / centering arrangement and support plates as per ASTM B221- 02. The material shall be such that it provides an Expansion Joints System suitable for vertical wall to wall/ wall to comer application, both new and existing construction in office Buildings & complexes with no slipping down tendency amongst the components of the Joint System. The Joint System shall utilize light weight aluminium profiles exhibiting minimal exposed aluminium surfaces mechanically snap locking the multicellular to facilitate movement. (Material shall confirm to ASTM 6063) | Wall Joint of 200 mm gap | Metre | 5495
Concrete and RCC Work | 6.63.1 | Providing and fixing of expansion joint system of approved make and manufactures for various roof locations as per approved drawings and direction of Engineer-In-Charge. The joints shall be of extruded aluminium base members with, self aligning and self centering arrangement support plates as per ASTM B221-02. The system shall be such that it provides watertight roof to roof/roof to corner joint cover expansion control system that is capable of accommodating multidirectional seismic movement without stress to its components. System shall consist of metal profile that incorporates a universal aluminium base member designed to accommodate various project conditions and roof treatments. The cover plate shall be designed of width and thickness required to satisfy movement and loading requirements and secured to base members by utilizing manufacturer's pre­ engineered self-centering arrangement that freely rotates I moves in all directions. The Self centering arrangement shall exhibit circular sphere ends that lock and slide inside the corresponding aluminium extrusion cavity to allow freedom of movement and flexure in all directions including vertical displacement. The Joint System shall resists damage or deterioration from the impact of falling ice, exposure to UV, airborne contaminants and occasional foot traffic from maintenance personnel. Provision of Moisture Barrier Membrane in the Joint System to have water tight joint is mandatory requirement. (Material shall confirm to ASTM 6063) | Roof Joint of 100 mm gap | Metre | 4618
Concrete and RCC Work | 6.63.2 | Providing and fixing of expansion joint system of approved make and manufactures for various roof locations as per approved drawings and direction of Engineer-In-Charge. The joints shall be of extruded aluminium base members with, self aligning and self centering arrangement support plates as per ASTM B221-02. The system shall be such that it provides watertight roof to roof/roof to corner joint cover expansion control system that is capable of accommodating multidirectional seismic movement without stress to its components. System shall consist of metal profile that incorporates a universal aluminium base member designed to accommodate various project conditions and roof treatments. The cover plate shall be designed of width and thickness required to satisfy movement and loading requirements and secured to base members by utilizing manufacturer's pre­ engineered self-centering arrangement that freely rotates I moves in all directions. The Self centering arrangement shall exhibit circular sphere ends that lock and slide inside the corresponding aluminium extrusion cavity to allow freedom of movement and flexure in all directions including vertical displacement. The Joint System shall resists damage or deterioration from the impact of falling ice, exposure to UV, airborne contaminants and occasional foot traffic from maintenance personnel. Provision of Moisture Barrier Membrane in the Joint System to have water tight joint is mandatory requirement. (Material shall confirm to ASTM 6063) | Roof Joint of 150 mm gap | Metre | 5186
Concrete and RCC Work | 6.63.3 | Providing and fixing of expansion joint system of approved make and manufactures for various roof locations as per approved drawings and direction of Engineer-In-Charge. The joints shall be of extruded aluminium base members with, self aligning and self centering arrangement support plates as per ASTM B221-02. The system shall be such that it provides watertight roof to roof/roof to corner joint cover expansion control system that is capable of accommodating multidirectional seismic movement without stress to its components. System shall consist of metal profile that incorporates a universal aluminium base member designed to accommodate various project conditions and roof treatments. The cover plate shall be designed of width and thickness required to satisfy movement and loading requirements and secured to base members by utilizing manufacturer's pre­ engineered self-centering arrangement that freely rotates I moves in all directions. The Self centering arrangement shall exhibit circular sphere ends that lock and slide inside the corresponding aluminium extrusion cavity to allow freedom of movement and flexure in all directions including vertical displacement. The Joint System shall resists damage or deterioration from the impact of falling ice, exposure to UV, airborne contaminants and occasional foot traffic from maintenance personnel. Provision of Moisture Barrier Membrane in the Joint System to have water tight joint is mandatory requirement. (Material shall confirm to ASTM 6063) | Roof Joint of 200 mm gap 0. MISCELLANEOUS | Metre | 6274
Concrete and RCC Work | 6.65 | Extra for laying concrete in or under foul positions |  | Cum | 176
Concrete and RCC Work | 6.66 | Extra for laying reinforced cement concrete in or under water and/ or liquid mud, including cost of pumping or bailing out water and removing slush etc., complete. Note:- The quantity will be calculated by multiplying the depth measured from the subsoil water level up to the centre of gravity of the R.C.C. under subsoil water with the quantity of R.C.C. in cubic metre executed under subsoil water. The depth of centre of gravity shall be reckoned correct to 0.1 m. 0.05 m or more shall be taken as 0.1 m and less than 0.05 m ignored. No extra payment shall be made for placing reinforcement or centering & shuttering under sub • soil water conditions |  | Cum | 403
Concrete and RCC Work | 6.67 | Extra for laying reinforced cement concrete in or under foul positions |  | Cum | 212
Concrete and RCC Work | 6.68 | Constructing cast-in situ RCC diaphragm wall by providing and laying machine batched, machine mixed, self compacting, ready mix reinforced cement concrete, tramie controlled, of M 30 grade using minimum 400 kg cement per cum of concrete including providing and mixing required admixtures in recommended proportions as per IS: 9103, as approved by the Engineer-in­ charge, for achieving 150- 200mm slump, for diaphragm wall having thickness as per approved structural design not exceeding 600 mm, in panels of required depth and lengths as per approved drawing, including constructing necessary guide walls as required and as specified including boring in all kinds of soils and rocks, including working in or under water and / or liquid mud, in foul conditions and pumping or bailing out of water and removing slush, including disposal of earth/ rock / slush etc. for all leads and all lifts, including preparing, providing and re­ circulating bentonite slurry in the trench as and when required for all depths, including agitating bentonite slurry during trenching etc., providing and fixing stop ends or form tubes, up to the required depth of diaphragm wall including extracting the same after casting, including chipping off the bentonite adulterated concrete or unsound concrete up to the cut off level for obtaining the sound concrete, dressing undulations on the exposed face of diaphragm wall after excavation by chipping / chiselling etc. including filling the depression/ cavities with sound concrete etc. complete and as directed by the Engineer-in-charge, including providing recess for bearing plates and fixing insert boxes for - -..... Note: Less cement used as per design mix is recoverable. However no extra payment shall be made if excess cement is used as per design mix and for under water concreting. A.. MORTARS |  | Cum | 11978
Brick Work and Stone Masonry | 7.1 | Cement mortar 1: 1 (1 cement: 1 fine sand) |  | Cum | 5695
Brick Work and Stone Masonry | 7.2 | Cement mortar 1:2 (1 cement: 2 fine sand) |  | Cum | 4272
Brick Work and Stone Masonry | 7.3 | Cement mortar 1: 3 (1 cement: 3 fine sand) |  | Cum | 3493
Brick Work and Stone Masonry | 7.4 | Cement mortar 1: 4 (1 cement: 4 fine sand) |  | Cum | 2748
Brick Work and Stone Masonry | 7.5 | Cement mortar 1:5 (1 cement: 5 fine sand) |  | Cum | 2485
Brick Work and Stone Masonry | 7.6 | Cement mortar 1: 6 (1 cement: 6 fine sand) |  | Cum | 2183
Brick Work and Stone Masonry | 7.7 | Cement mortar 1: 2 (1 cement: 2 coarse sand) |  | Cum | 4319
Brick Work and Stone Masonry | 7.8 | Cement mortar 1:3 (1 cement: 3 coarse sand) |  | Cum | 3546
Brick Work and Stone Masonry | 7.9 | Cement mortar 1: 4 (1 cement: 4 coarse sand) |  | Cum | 2791
Brick Work and Stone Masonry | 7.10 | Cement mortar 1: 5 (1 cement: 5 coarse sand) |  | Cum | 2539
Brick Work and Stone Masonry | 7.11 | Cement mortar 1:6 (1 cement: 6 coarse sand) |  | Cum | 2236
Brick Work and Stone Masonry | 7.12 | Cement mortar 1: 2 (1 cement: 2 stone dust) |  | Cum | 4462
Brick Work and Stone Masonry | 7.13 | Cement mortar 1: 2 (1 cement: 2 marble dust) |  | Cum | 4775
Brick Work and Stone Masonry | 7.14 | Cement mortar 1:5 (1 cement: 5 marble dust) |  | Cum | 3052
Brick Work and Stone Masonry | 7.15 | White cement mortar 1: 2 (1 white cement: 2 marble dust) |  | Cum | 9032
Brick Work and Stone Masonry | 7.16 | White cement mortar 1:3 (1 white cement: 3 marble dust) |  | Cum | 7253
Brick Work and Stone Masonry | 7.17 | White cement mortar 1:5 (1 white cement: 5 marble dust) |  | Cum | 4993
Brick Work and Stone Masonry | 7.18 | Mud mortar |  | Cum | 526
Brick Work and Stone Masonry | 7.19 | Mortar in lime, surkhi (50% red and 50% light yellow) and marble dust 1: 1.5:0.5 B. BRICK WORK |  | Cum | 2638
Brick Work and Stone Masonry | 7.20.1 | Brick work with common burnt clay modular bricks of class designation 7.5 in foundation and plinth in | Cement mortar 1:4 (1 cement: 4 coarse sand) | Cum | 4341
Brick Work and Stone Masonry | 7.20.2 | Brick work with common burnt clay modular bricks of class designation 7.5 in foundation and plinth in | Cement Mortar 1:6 (1 cement: 6 coarse sand) | Cum | 4183
Brick Work and Stone Masonry | 7.21.1 | Brick work with common burnt clay non-modular bricks of class designation 7.5 in foundation and plinth in | Cement mortar 1:4 (1 cement: 4 coarse sand) | Cum | 4135
Brick Work and Stone Masonry | 7.21.2 | Brick work with common burnt clay non-modular bricks of class designation 7.5 in foundation and plinth in | Cement mortar 1:6 (1 cement: 6 coarse sand) | Cum | 3955
Brick Work and Stone Masonry | 7.22.1 | Brick work with common burnt clay non-modular bricks of class designation 7. 5 in superstructure above plinth level up to floor IV level in all shapes and sizes in | Cement mortar 1:4 (1 cement: 4 coarse sand) | Cum | 4342
Brick Work and Stone Masonry | 7.22.2 | Brick work with common burnt clay non-modular bricks of class designation 7. 5 in superstructure above plinth level up to floor IV level in all shapes and sizes in | Cement mortar 1:6 (1 cement: 6 coarse sand) | Cum | 4436
Brick Work and Stone Masonry | 7.24 | Extra for fonning cavity 5 cm to 11.5 cm wide in cavity walls with necessary weep and vent holes including use of cores and cost of providing and fixing bitumastic coated M.S. ties 300 mm long of 25x3 mm section at not less than 3 ties per sqm as per approved design |  | Sqm | 121
Brick Work and Stone Masonry | 7.25 | Providing half brick masonry with common burnt clay non- modular bricks of class designation 7.5 in cement mortar 1:3 (1 Cement: 3 coarse sand) in superstructure for closing cavity 5 to 7.5 cm wide in cavity wall complete with 10cm / 11.4 cm wide bitumen felt type 3 grade 1 |  | Metre | 169
Brick Work and Stone Masonry | 7.26 | Brick work 7 cm thick with common burnt clay non-modular brick of class designation 7.5 in cement mortar 1:3 (1 cement: 3 coarse sand) in superstructure above plinth level and up to floor four level. HALF BRICK MASONRY |  | Sqm | 424
Brick Work and Stone Masonry | 7.27.1 | Half brick masonry with common burnt clay non-modular bricks of class designation 75. in foundations and plinth in | Cement mortar1:3 (1 cement: 3 coarse sand) | Sqm | 540
Brick Work and Stone Masonry | 7.28.1 | Half brick masonry with common burnt clay non-modular bricks of class designation 7.5 in superstructure above plinth level up to floor IV level | Cement mortar 1:3 (1 cement:3 coarse sand) 7. 28.2 Cement mortar1:4 (1 cement:4 coarse sand) | Sqm | 581
Brick Work and Stone Masonry | 7.29 | Extra for half brick masonry in superstructure, above floor IV level for every three floors or part thereof by mechanical means |  | Sqm | 20
Brick Work and Stone Masonry | 7.30 | Extra for providing and placing in position 2 Nos. 6 mm dia. M.S. bars at every third course of half brick masonry |  | Sqm | 84
Brick Work and Stone Masonry | 7.31.1 | Half brick masonry with non modular fly ash bricks of class designation 10, conforming IS:12894, in super structure above plinth and up to floor IV level | Cement mortar1: 3 (1 cement: 3 coarse sand) | Sqm | 558
Brick Work and Stone Masonry | 7.31.2 | Half brick masonry with non modular fly ash bricks of class designation 10, conforming IS:12894, in super structure above plinth and up to floor IV level | Cement mortar1: 4 (1 cement: 4 coarse sand) BRICK TILE WORK | Sqm | 531
Brick Work and Stone Masonry | 7.32.1 | Tile brick masonry with common burnt clay non-modular tile bricks of class designation 10 in foundation and plinth in | Cement mortar 1:4 (1 cement: 4 coarse sand) 7. 32.2 Cement mortar1:6 (1 cement: 6 coarse sand) | Cum | 7226
Brick Work and Stone Masonry | 7.33 | Tile brick masonry with common burnt clay machine moulded tile bricks of class designation 12.5 conforming to IS: 2690 (Part I) in foundation and plinth in cement mortar 1: 6 (1 cement: 6 coarse sand) |  | Cum | 6998
Brick Work and Stone Masonry | 7.34 | Tile brick masonry with common burnt clay non-modular tile bricks of class designation 10 in superstructure above plinth level up to floor IV level in cement mortar 1 6: (1 cement: 6 coarse sand) |  | Cum | 7180
Brick Work and Stone Masonry | 7.35 | Tile brick masonry work 5 cm thick with common burnt clay non- modular tile bricks of class designation 1 O in cement mortar 1: 3 (1 cement: 3 coarse sand) in superstructure above plinth and up to floor four level |  | Sqm | 382
Brick Work and Stone Masonry | 7.36 | Tile brick masonry with common burnt clay non-modular tile bricks of class designation 1 O in plain arch work in superstructure above plinth and up to floor four level in cement mortar 1:4 (1 cement: 4 coarse sand) including centering and shuttering complete |  | Cum | 8798
Brick Work and Stone Masonry | 7.37 | Tile brick masonry with common burnt clay non-modular tile bricks of class designation 10 in gauged arch work in superstructure above plinth and up to floor four level in cement mortar 1:4 (1 cement: 4 coarse sand) including centering and shuttering complete. HONEY COMB WORK |  | Cum | 9072
Brick Work and Stone Masonry | 7.38 | Honey-comb brick work 1 O / 11.4 cm thick with common burnt clay bricks of class designation 75. in super structure above plinth level up to floor IV level with cement mortar1: 4 (1 cement: 4 coarse sand). EXPOSED BRICK WALL |  | Sqm | 366
Brick Work and Stone Masonry | 7.39.1 | Brick work with common burnt clay selected non-modular bricks of class designation 7.5 in exposed brick work including making horizontal and vertical grooves 10 mm wide 12 mm deep complete in cement mortar1 6: (1 cement: 6 coarse sand) | From ground level up to plinth level | Cum | 4052
Brick Work and Stone Masonry | 7.40.1 | Brick work with common burnt clay machine moulded non­ modular bricks of class designation 12.5 in exposed brick work including making horizontal and vertical grooves 10 mm wide 12 mm deep complete in cement mortar 1:6 (1 cement: 6 coarse sand) | From ground level up to plinth level | Cum | 4335
Brick Work and Stone Masonry | 7.41.1 | Brick work with common burnt clay modular bricks of class designation 7.5 in exposed brick work including making horizontal and vertical grooves 10mm wide 12 mm deep complete in cement mortar 1:6 (1 cement: 6 coarse sand) | From ground level up to plinth level | Cum | 4249
Brick Work and Stone Masonry | 7.42.1 | Brick work with common burnt clay machine moulded modular bricks of class designation 12.5 in exposed brick work including making horizontal and vertical grooves 10 mm wide 12 mm deep complete in cement mortar 1:6 (1 cement: 6 coarse sand) | From ground level up to plinth level | Cum | 4248
Brick Work and Stone Masonry | 7.43.1 | Brick work with common burnt clay machine moulded perforated non-modular bricks of class designation 12.5 conforming IS: 2222 in exposed brick work including making horizontal and vertical grooves 10mm wide 12 mm deep complete in cement mortar 1: 6 (1 cement: 6 coarse sand) | From ground level up to plinth level | Cum | 4335
Brick Work and Stone Masonry | 7.44.1 | Brick work with common burnt clay machine moulded perforated modular bricks of class designation 12.5 conforming to IS: 2222 in exposed brick work including making horizontal and vertical grooves 1O mm wide 12mm deep complete in cement mortar 1: 6 (1 cement: 6 coarse sand) | From ground level up to plinth level | Cum | 4248
Brick Work and Stone Masonry | 7.45.1 | Brick work with modular calcium silicate bricks machine moulded conforming to IS:4139, class designation 10 average compressive strength in super structure above plinth level up to floor IV level in | Cement mortar 1:4 (1 cement: 4 coarse sand) | Cum | 4237
Brick Work and Stone Masonry | 7.45.2 | Brick work with modular calcium silicate bricks machine moulded conforming to IS:4139, class designation 10 average compressive strength in super structure above plinth level up to floor IV level in | Cement mortar 1:6 (1 cement: 6 Coarse sand) | Cum | 4024
Brick Work and Stone Masonry | 7.46.1 | Brick work with clay Flyash non-modular brick of class designation 7.5 in superstructure above plinth level up to floor four level in | Cement mortar 1:4 (1 cement: 4 coarse sand) | Cum | 3937
Brick Work and Stone Masonry | 7.46.2 | Brick work with clay Flyash non-modular brick of class designation 7.5 in superstructure above plinth level up to floor four level in | Cement mortar 1:6 (1 cement: 6 coarse sand) | Cum | 3757
Brick Work and Stone Masonry | 7.47.1 | Brick work with non modular fly ash bricks conforming to IS:12894, class designation 10 average compressive strength in super structure above plinth level up to floor IV level in | Cement mortar 1:4 (1 cement: 4 coarse sand) | Cum | 4013
Brick Work and Stone Masonry | 7.47.2 | Brick work with non modular fly ash bricks conforming to IS:12894, class designation 10 average compressive strength in super structure above plinth level up to floor IV level in | Cement mortar 1:6 (1 cement: 6 Coarse sand) | Cum | 3854
Brick Work and Stone Masonry | 7.48 | Brick work with modular extruded brunt fly ash clay sewer bricks (Conforming to IS: 4885 ) in cement mortar 1:4 (1 cement: 4 coarse sand) in foundation and plinth: 7. 48.1 Cement Mortar 1:4 ( 1 cement: 4 coarse sand) |  | Cum | 4195
Brick Work and Stone Masonry | 7.49 | Brick work with modular extruded brunt fly ash clay sewer bricks (conforming to IS: 4885) in arches in foundation and plinth in cement mortar 1:3 ( 1 cement: 3 fine sand) |  | Cum | 6279
Brick Work and Stone Masonry | 7.50 | Providing and laying autoclaved aerated cement blocks masonry with 100 mm thick AAC blocks in super structure above plinth level up to floor IV level in cement mortar 1:4 (1 cement: 4 coarse sand ). The rate includes providing and placing in position 2 Nos. 6 mm dia M.S. bars at every third course of masonry work |  | Cum | 4835
Brick Work and Stone Masonry | 7.51 | Providing and laying autoclaved aerated cement blocks masonry with 150mrn/230mm/300 mm thick AAC blocks in super structure above plinth level up to floor IV level with RCC band at sill level and lintel level with approved block laying polymer modified adhesive mortar all complete as per direction of Engineer-in- Charge. (The payment of RCC band and reinforcement shall be made for separately) |  | Cum | 4046
Brick Work and Stone Masonry | 7.52 | Brick work in plain arches in superstructure above plinth level and up to floor four level including centering and shuttering complete for span up to 6 metres with common burnt clay non- modular bricks of class designation 7.5 in cement mortar 1:3 (1 cement: 3 coarse sand) |  | Cum | 6170
Brick Work and Stone Masonry | 7.53 | Brick work in gauged arches in superstructure above plinth level and up to floor four level in cement mortar 1:3 (1 cement: 3 coarse sand) including centering and shuttering complete, for span up to 6 meters with common burnt clay non-modular bricks of class designation 7.5 |  | Cum | 6170
Brick Work and Stone Masonry | 7.54 | Extra for additional cost of centering for arches exceeding 6m span including all shuttering, bolting, wedging and removal (Area of the soffit to be measured). MISCELLANEOUS BRICKWORK ITEMS |  | Sqm | 554
Brick Work and Stone Masonry | 7.55 | Brick edging 7cm wide 11.4 cm deep to plinth protection with common burnt clay non-modular bricks of class designation 7.5 including grouting with cement mortar 1:4 (1 cement: 4 fine sand) |  | Metre | 43
Brick Work and Stone Masonry | 7.56 | Dressed or moulded three brick cornice laid in cement sand mortar 1:4 including 12 mm thick cement plaster 1:4 or pointing, as required |  | Metre | 291
Brick Work and Stone Masonry | 7.57 | Dressed or moulded two brick cornice laid in cement sand mortar 1:4 including 12 mm thick cement plaster 1:4 or pointing, as required |  | Metre | 186
Brick Work and Stone Masonry | 7.58 | Dressed or moulded one brick cornice laid in cement sand mortar 1:4 including 12 mm thick cement plaster 1:4 or pointing, as required |  | Metre | 84
Brick Work and Stone Masonry | 7.59 | Extra for making tapered surface of brick masonry |  | Sqm | 241
Brick Work and Stone Masonry | 7.61 | Marco-corners making from first class bricks, and fixing in position, with cement mortar 1:4 |  | Each | 152
Brick Work and Stone Masonry | 7.62 | Replacing Kallar eaten bricks |  | Each | 22
Brick Work and Stone Masonry | 7.63 | Labour for brick-work laid dry in walls |  | Cum | 208
Brick Work and Stone Masonry | 7.64 | Extra for specially moulded radiated work in arches of egg- shaped sewer, circular barrels and similar drainage works excluding cost of centring and moulds |  | Cum | 217
Brick Work and Stone Masonry | 7.65 | Extra for specially moulded brick work in circular work such as wells, shafts, circular sumps, pumps chambers, etc. in which specially moulded or cut-bricks have to be used; but for which no centring or supports are required up to 4.5 metres internal diameter |  | Cum | 147
Brick Work and Stone Masonry | 7.66 | Chiselling sides of head regulators and other brick works to increase gullet width |  | Sqm | 135
Brick Work and Stone Masonry | 7.67 | Fire brick work in lining of fire places flues, etc. (excepting chimney shafts) |  | Cum | 14161
Brick Work and Stone Masonry | 7.68 | Providing 75mm first class brick drip course at junction of roof and walls laid in cement sand mortar 1:4 including dressing of bricks |  | Metre | 95
Brick Work and Stone Masonry | 7.69 | Providing first class brick-on-edge drip course at the junction of roof and walls, laid in cement sand mortar 1: 4 including dressing of bricks |  | Metre | 143
Brick Work and Stone Masonry | 7.72 | Extra for laying brick work in or under foul position. ASHLAR MASONRY |  | Cum | 135
Brick Work and Stone Masonry | 7.77.1 | Extra for plain ashlar or ashlar punched in | Square or rectangular pillars | Cum | 779
Brick Work and Stone Masonry | 7.78 | Extra for stone work; plain ashlar or ashlar punched curved on plan with a mean radius not exceeding 6 m |  | Cum | 519
Brick Work and Stone Masonry | 7.79 | Extra for additional cost of centering for arches exceeding 6m span including all strutting, bolting, wedging etc. and removal (area of soffit to be measured). SUNK, MOULDED, CARVED ASHLAR MASONRY |  | Sqm | 523
Brick Work and Stone Masonry | 7.80.1 | Stone work ashlar sunk or moulded or sunk and moulded up to floor four level in cement mortar 1:6 (1 cement: 6 coarse sand) including pointing with white cement mortar 1:2 (1 white cement: 2 stone dust) with an admixture of pigment matching the stone shade | Red sand stone | Cum | 17843
Brick Work and Stone Masonry | 7.81.1 | Extra for stone work ashlar sunk or moulded or sunk and moulded or carved in | Triangular or Square or rectangular pillars | Cum | 1039
Brick Work and Stone Masonry | 7.81.2 | Extra for stone work ashlar sunk or moulded or sunk and moulded or carved in | Circular or polygonal pillars | Cum | 2857
Brick Work and Stone Masonry | 7.83.1 | Random rubble masonry with hard stone in foundation and plinth including levelling up with cement concrete 1:6: 12 (1 cement: 6 coarse sand: 12 graded stone aggregate 20 mm nominal size) up to plinth level with | Cement mortar 1:6 (1 cement: 6 coarse sand) | Cum | 3287
Brick Work and Stone Masonry | 7.84.1 | Random rubble masonry with hard stone in superstructure above plinth level and up to floor four level, including levelling up with cement concrete 1:6: 12 (1 cement: 6 coarse sand: 12 graded stone aggregate 20 mm nominal size) at window sills, ceiling level and the like | Cement mortar 1:6 (1 cement: 6 coarse sand) | Cum | 3459
Brick Work and Stone Masonry | 7.85 | Extra for random rubble masonry with hard stone in: 7. 85.1 Square or rectangular pillars |  | Cum | 156
Brick Work and Stone Masonry | 7.86 | Extra for random rubble masonry with hard stone curved on plan for a mean radius not exceeding 6 m. COURSED RUBBLE MASONRY |  | Cum | 199
Brick Work and Stone Masonry | 7.87.1 | Coursed rubble masonry (first sort) with hard stone in foundation and plinth with | Cement mortar 1:6 (1 cement: 6 coarse sand) | Cum | 4163
Brick Work and Stone Masonry | 7.88.1 | Coursed rubble masonry (second sort) with hard stone in foundation & plinth with | Cement mortar 1:6 (1 cement: 6 coarse sand) | Cum | 3930
Brick Work and Stone Masonry | 7.89 | Coursed rubble masonry with hard stone (first or second sort) in superstructure above plinth level and up to floor four level. 7. 89.1 Masonry work (first sort), in cement mortar 1:6 ( 1 cement: 6 coarse sand) |  | Cum | 4339
Brick Work and Stone Masonry | 7.89.2 | Masonry work (second sort), in cement mortar 1:6 (1 cement: 6 coarse sand) |  | Cum | 4106
Brick Work and Stone Masonry | 7.90 | Extra for coursed rubble masonry with hard stone (first or second sort) in: 7. 90.1 Square or rectangular pillars |  | Cum | 390
Brick Work and Stone Masonry | 7.91 | Extra for coursed rubble masonry with hard stone (first or second sort) curved on plan for a mean radius not exceeding 6 m. PRECAST STONE BLOCK MASONRY |  | Cum | 227
Brick Work and Stone Masonry | 7.92 | Stone block masonry (including quoin-blocks, jamb blocks, closer etc.) with precast solid concrete blocks of approved size laid in cement sand mortar 1:6 (1 cement: 6 fine sand ) in foundation and plinth 7. 92.1 precast cement concrete block made from medium size stone 15 to 20 cm, 35% in volume at the face and cement, concrete 1:4:8 (with stone aggregate of 20 mm and down gauge) 65% in volume. 7.92.2. precast cement concrete block made from medium size stone 15 to 20 cm, 35% in volume at the face and cement concrete 1:5:8 (with stone aggregate of 20 mm and down gauge) 65% in volume |  | Cum | 3750
Brick Work and Stone Masonry | 7.94.3 | Stone block masonry 10 cm thick (including quoin-blocks, jamb blocks, closer etc.) with precast solid concrete blocks of approved size laid in cement sand mortar 1: 6 (1 cement: 6 fine sand) in foundation and plinth | Precast cement concrete block made from medium size stone 15 to 20 cm, 35% by volume at the face and cement concrete 1:5:10 (with stone aggregate of 20 mm and down gauge) 65% in volume. MISCELLANEOUS STONE WORK | Sqm | 541
Brick Work and Stone Masonry | 7.96 | Providing and fixing horizontal chajja of stone 40 mm thick and up to 80 cm projection in cement mortar 1: 4 (1 cement: 4 coarse sand), including pointing in white cement mortar 1: 2 (1 white cement: 2 stone dust) with an admixture of pigment matching the stone shade: 7. 96.1 Red sand stone |  | Sqm | 468
Brick Work and Stone Masonry | 7.98 | Providing and fixing red sand stone brackets 55x22.5x45 cm sunk and moulded including providing and fixing with 4 Nos. gun metal cramp 25x6 mm 30 cm long |  | Each | 1699
Brick Work and Stone Masonry | 7.99 | Stone work, plain in copings, cornices, string courses and plinth courses, up to 75 mm thick in Cement mortar 1:6 (1 cement: 6 coarse sand), including pointing with white cement mortar 1:2 (1 white cement: 2 stone dust) with an admixture of pigment matching the stone shade. 7. 99.1 Red sand stone |  | Cum | 16921
Brick Work and Stone Masonry | 7.100 | Providing and fixing stone jali 40 mm thick throughout in cement mortar 1:3 (1 cement: 3 coarse sand), including pointing in white cement mortar 1:2 (1 white cement: 2 stone dust) with an admixture of pigment, matching the stone shade, jali slab without any chamfers etc. 7. 100.1 Red sand stone |  | Sqm | 1776
Brick Work and Stone Masonry | 7.102 | Extra for laying stone work in or under foul position |  | Cum | 176
Brick Work and Stone Masonry | 7.103.1.1 | Stone tile work for wall lining up to 1 O m height with special adhesive over 12 mm thick bed of cement mortar 1:3 (1 cement: 3 coarse sand), including pointing in white cement with an admixture of pigment to match the stone shade | Granite stone of any colour and shade | Sqm | 1380
Brick Work and Stone Masonry | 7.103.1.2 | Stone tile work for wall lining up to 1 O m height with special adhesive over 12 mm thick bed of cement mortar 1:3 (1 cement: 3 coarse sand), including pointing in white cement with an admixture of pigment to match the stone shade | Raj Nagar plain white marble/ Udaipur green | Sqm | 1114
Brick Work and Stone Masonry | 7.104 | Dry stone masonry for work of purely temporary nature (excluding dressing) STONE WORK DRY CLADDING |  | Cum | 619
Cladding Work | 8.1.1 | Providing and fixing dry cladding up to 10 metre heights with 30mm thick gang saw cut stone with (machine cut edges) of uniform colour and size up to 1mx1m, fixed to structural steel frame work and/ or with the help of cramps, pins etc. and sealing the joints with approved weather sealant as per Architectural drawing and direction of Engineer-in-charge. (The steel frame work, stainless steel cramps and pins etc. shall be paid for separately) | Red sand stone - 30mm thick gang saw cut stone | Sqm | 1126
Cladding Work | 8.2 | Providing and fixing structural steel frame (for dry cladding with 30 mm thick gang saw cut with machine cut edges sand stone) on walls at all heights using M.S. square/ rectangular tube in the required pattern as per architectural drawing, including cost of cutting, bending, welding etc. The frame work shall be fixed to the wall with the help of M.S. brackets/ lugs of angle iron/ flats etc. which shall be welded to the frame and embedded in brick wall with cement concrete block 1:2:4 (1 cement:2 coarse sand:4 graded stone aggregate 20 mm nominal size) of size 300x230x300 mm, including cost of necessary centring and shuttering and with approved expansion hold fasteners on CC/RCC surface, including drilling necessary holes. Approved cramps/ pins etc. shall be welded to the frame work to support stone cladding, the steel work will be given a priming coat of Zinc primer as approved by Engineer-in-charge and painted with two or more coats of epoxy paint (Shop drawings shall be submitted by the contractor to the Engineer-in-charge for approval before execution). The frame work shall be fixed in true horizontal & vertical lines/planes. (Only structural steel frame work shall be measured for the purpose of payment, stainless steel cramps shall be paid for separately and nothing extra shall be paid) |  | KG | 164
Cladding Work | 8.3 | Providing and fixing adjustable stainless steel cramps of approved quality, required shape and size, adjustable with stainless steel nuts, bolts and washer (total weight not less than 260 gms), for dry stone cladding fixed on frame work at suitable location, including making necessary recesses in stone slab, drilling required holes etc complete as per direction of the Engineer-in-charge. STONE WORK WET CLADDING |  | Each | 244
Cladding Work | 8.4.1.1 | Marble work gang saw cut (polished and machine cut) of thickness 18 mm for wall lining (veneer work), backing filled with a grout of average 12 mm thick in cement mortar 1:3 (1 cement: 3 coarse sand), including pointing with white cement mortar 1:2 (1 white cement: 2 marble dust) with an admixture of pigment to match the marble shade (To be secured to the backing by means of cramps, which shall be paid for separately) — Raj Nagar Plain white marble/ Udaipur green marble/ Zebra black marble | Area of slab up to 0.50 sqm | Sqm | 2878
Cladding Work | 8.4.1.2 | Marble work gang saw cut (polished and machine cut) of thickness 18 mm for wall lining (veneer work), backing filled with a grout of average 12 mm thick in cement mortar 1:3 (1 cement: 3 coarse sand), including pointing with white cement mortar 1:2 (1 white cement: 2 marble dust) with an admixture of pigment to match the marble shade (To be secured to the backing by means of cramps, which shall be paid for separately) — Raj Nagar Plain white marble/ Udaipur green marble/ Zebra black marble | Area of slab over 0.50 sqm | Sqm | 2921
Cladding Work | 8.5 | Extra for fixing marble /granite stone, over and above corresponding basic item, in facia and drops of width up to 150 mm with epoxy resin based adhesive, including cleaning etc. complete |  | Metre | 212
Cladding Work | 8.6.1 | Providing and fixing cramps of required size & shape in RCC/ CC I Brick masonry backing with cement mortar 1:2 ( 1 cement:2 coarse sand), including drilling necessary hole in stones and embedding the cramp in the hole (fastener to be paid separately) | Gunmetal cramps | KG | 494
Cladding Work | 8.6.2 | Providing and fixing cramps of required size & shape in RCC/ CC I Brick masonry backing with cement mortar 1:2 ( 1 cement:2 coarse sand), including drilling necessary hole in stones and embedding the cramp in the hole (fastener to be paid separately) | Stainless steel cramps | KG | 468
Cladding Work | 8.7.1.1 | Providing and fixing expansion hold fasteners on C.C. /R.C.C./Brick masonry surface backing including drilling necessary holes and the cost of bolt etc complete — Wedge expansion type | Fastener with threaded dia 6 mm | Each | 24
Cladding Work | 8.7.1.2 | Providing and fixing expansion hold fasteners on C.C. /R.C.C./Brick masonry surface backing including drilling necessary holes and the cost of bolt etc complete — Wedge expansion type | Fastener with threaded dia 1 O mm | Each | 24
Cladding Work | 8.7.1.3 | Providing and fixing expansion hold fasteners on C.C. /R.C.C./Brick masonry surface backing including drilling necessary holes and the cost of bolt etc complete — Wedge expansion type | Fastener with threaded dia 12 mm STONE WORK FOR WALL LINING | Each | 46
Cladding Work | 8.8.1.1 | Stone tile (polished) work for wall lining over 12 mm thick bed of cement mortar 1:3 (1 cement: 3 coarse sand) and cement sluny @ 3.3 kg/sqm including pointing in white cement complete | Raj nagar plain white marble/ Udaipur green | Sqm | 1725
Cladding Work | 8.8.1.2 | Stone tile (polished) work for wall lining over 12 mm thick bed of cement mortar 1:3 (1 cement: 3 coarse sand) and cement sluny @ 3.3 kg/sqm including pointing in white cement complete | Granite of any colour and shade | Sqm | 2124
Cladding Work | 8.9.1.1 | Stone work (machine cut edges) for wall lining etc. (veneer work) up to 10 metre height, backing filled with a grout of average 12 mm thick cement mortar 1:3 (1 cement: 3 coarse sand) including pointing in white cement mortar 1:2 (1 white cement: 2 stone dust) with an admixture of pigment matching the stone shade: (To be secured to the backing and the sides by means of cramps and pins which shall be paid for separately) — Red sand stone - exposed face fine dressed with rough backing | 70 mm thick | Sqm | 2423
Cladding Work | 8.9.1.2 | Stone work (machine cut edges) for wall lining etc. (veneer work) up to 10 metre height, backing filled with a grout of average 12 mm thick cement mortar 1:3 (1 cement: 3 coarse sand) including pointing in white cement mortar 1:2 (1 white cement: 2 stone dust) with an admixture of pigment matching the stone shade: (To be secured to the backing and the sides by means of cramps and pins which shall be paid for separately) — Red sand stone - exposed face fine dressed with rough backing | 60 mm thick | Sqm | 2371
Cladding Work | 8.9.1.3 | Stone work (machine cut edges) for wall lining etc. (veneer work) up to 10 metre height, backing filled with a grout of average 12 mm thick cement mortar 1:3 (1 cement: 3 coarse sand) including pointing in white cement mortar 1:2 (1 white cement: 2 stone dust) with an admixture of pigment matching the stone shade: (To be secured to the backing and the sides by means of cramps and pins which shall be paid for separately) — Red sand stone - exposed face fine dressed with rough backing | 50 mm thick | Sqm | 2304
Cladding Work | 8.9.1.4 | Stone work (machine cut edges) for wall lining etc. (veneer work) up to 10 metre height, backing filled with a grout of average 12 mm thick cement mortar 1:3 (1 cement: 3 coarse sand) including pointing in white cement mortar 1:2 (1 white cement: 2 stone dust) with an admixture of pigment matching the stone shade: (To be secured to the backing and the sides by means of cramps and pins which shall be paid for separately) — Red sand stone - exposed face fine dressed with rough backing | 40 mm thick | Sqm | 2167
Cladding Work | 8.9.1.5 | Stone work (machine cut edges) for wall lining etc. (veneer work) up to 10 metre height, backing filled with a grout of average 12 mm thick cement mortar 1:3 (1 cement: 3 coarse sand) including pointing in white cement mortar 1:2 (1 white cement: 2 stone dust) with an admixture of pigment matching the stone shade: (To be secured to the backing and the sides by means of cramps and pins which shall be paid for separately) — Red sand stone - exposed face fine dressed with rough backing | 30 mm thick | Sqm | 2185
Cladding Work | 8.9.2.1 | Stone work (machine cut edges) for wall lining etc. (veneer work) up to 10 metre height, backing filled with a grout of average 12 mm thick cement mortar 1:3 (1 cement: 3 coarse sand) including pointing in white cement mortar 1:2 (1 white cement: 2 stone dust) with an admixture of pigment matching the stone shade: (To be secured to the backing and the sides by means of cramps and pins which shall be paid for separately) — Red sand stone - Exposed face machine cut and table rubbed | 70 mm thick | Sqm | 3425
Cladding Work | 8.9.2.2 | Stone work (machine cut edges) for wall lining etc. (veneer work) up to 10 metre height, backing filled with a grout of average 12 mm thick cement mortar 1:3 (1 cement: 3 coarse sand) including pointing in white cement mortar 1:2 (1 white cement: 2 stone dust) with an admixture of pigment matching the stone shade: (To be secured to the backing and the sides by means of cramps and pins which shall be paid for separately) — Red sand stone - Exposed face machine cut and table rubbed | 60 mm thick | Sqm | 3365
Cladding Work | 8.9.2.3 | Stone work (machine cut edges) for wall lining etc. (veneer work) up to 10 metre height, backing filled with a grout of average 12 mm thick cement mortar 1:3 (1 cement: 3 coarse sand) including pointing in white cement mortar 1:2 (1 white cement: 2 stone dust) with an admixture of pigment matching the stone shade: (To be secured to the backing and the sides by means of cramps and pins which shall be paid for separately) — Red sand stone - Exposed face machine cut and table rubbed | 50 mm thick | Sqm | 3306
Cladding Work | 8.9.2.4 | Stone work (machine cut edges) for wall lining etc. (veneer work) up to 10 metre height, backing filled with a grout of average 12 mm thick cement mortar 1:3 (1 cement: 3 coarse sand) including pointing in white cement mortar 1:2 (1 white cement: 2 stone dust) with an admixture of pigment matching the stone shade: (To be secured to the backing and the sides by means of cramps and pins which shall be paid for separately) — Red sand stone - Exposed face machine cut and table rubbed | 40 mm thick | Sqm | 3169
Cladding Work | 8.9.2.5 | Stone work (machine cut edges) for wall lining etc. (veneer work) up to 10 metre height, backing filled with a grout of average 12 mm thick cement mortar 1:3 (1 cement: 3 coarse sand) including pointing in white cement mortar 1:2 (1 white cement: 2 stone dust) with an admixture of pigment matching the stone shade: (To be secured to the backing and the sides by means of cramps and pins which shall be paid for separately) — Red sand stone - Exposed face machine cut and table rubbed | 30 mm thick | Sqm | 3187
Cladding Work | 8.9.3.2 | Stone work (machine cut edges) for wall lining etc. (veneer work) up to 10 metre height, backing filled with a grout of average 12 mm thick cement mortar 1:3 (1 cement: 3 coarse sand) including pointing in white cement mortar 1:2 (1 white cement: 2 stone dust) with an admixture of pigment matching the stone shade: (To be secured to the backing and the sides by means of cramps and pins which shall be paid for separately) | 30mm thick Red sand stone | Sqm | 1287
Cladding Work | 8.10 | Providing and fixing stainless steel cramps of required size and shape for anchoring stone wall lining to the backing or securing adjacent stones in stone wall lining in cement mortar 1:2 (1 cement: 2 coarse sand), including making the necessary chases in stone and holes in walls wherever required |  | KG | 466
Cladding Work | 8.11 | Providing and fixing copper pins 7.5 cm long 6 mm diameter for securing adjacent stones in stone wall lining in cement mortar 1:2 (1 cement: 2 coarse sand), including making the necessary chases |  | Each | 26
Cladding Work | 8.12 | Wall lining butch work up to 10m height with Dholpur stone 40 mm thick rough facing on the exposed surface with stone strips of minimum length 300 mm and required width, including embedding every tenth layer and bottom most layer in masonry or concrete after making necessary chases of size 75x75 mm and by providing layer of 75 mm thick strips i/c 12 mm thick bed of cement mortar 1:3 (1 Cement: 3 coarse sand) i/c ruled pointing in cement mortar 1:2 (1 white cement: 2 stone dust) with an admixture of pigment to match the shade of stone complete as per direction of Engineer-in-charge |  | Sqm | 1419
Cladding Work | 8.13.1.1 | Stone work (machine cut edges Veneer work) for wall lining up to 1 O m height, backing filled with a grout of 12 mm thick cement mortar 1:3 (1 Cement: 3 coarse sand) and jointed with Cement mortar 1:2 (1 cement: 2 stone dust), including rubbing and polishing complete. (To be secured to the backing and the sides by means of cramps and pins which shall be paid for separately) — Kota stone slabs exposed face dressed and rubbed | 25 mm thick | Sqm | 1763
Cladding Work | 8.14 | Extra for stone work for wall lining on exterior walls of height more than 10 m from ground level for every additional height of 3 m or part there of |  | Sqm | 60
Cladding Work | 8.15.1 | Providing and fixing machine cut, mirror/ eggshell polished, Marble stone work for wall lining (veneer work) including dado, skirting, risers of steps etc., in required design and pattern wherever required, stones of different finished surface texture, on 12 mm (average) thick cement mortar 1:3 (1 cement: 3 coarse sand) laid and jointed with white cement sluny @ 3.3 kg/sqm including pointing with white cement slurry admixed with pigment of matching shade, including rubbing, curing, polishing etc. all complete as per Architectural drawings, and as directed by the Engineer-in-Charge | 18 mm thick Italian Marble stone slab, Perlato, Rosso verona, Fire Red or Dark Emperadore etc | Sqm | 7050
Cladding Work | 8.16 | Providing and fixing of reconstituted stone tile work (IS 3622-2017- Reaffirmed) for wall Cladding up to 10 m height with special adhesive (IS 15477-2019) over 12 mm thick bed of cement mortar 1:3 (1 cement: 3 coarse sand), including pointing in white cement with an admixture of pigment to match the stone shade |  | Sqm | 1950
Cladding Work | 8.17 | Providing & fixing factory manufactured jali of reinforced cement concrete consisting of cement, coarse sand and 10mm & down gauge bajri in ratio of 1: 1:2 with Bmm dia tor steel. Outer frame of the jail will be 50mm wide & 25mm thick & inner frame of jali will be 25mm wide and 25mm thick with smooth finish as per design approved by the Engineer-in-Charge including fixing in position up to any height with cement sand mortar 1:4 complete in all respect. VENEERING WORK |  | Sqm | 866
Cladding Work | 8.18.1 | Providing and fixing specified wood frame work consisting of battens 50x25mm fixed with rawl plug and drilling necessary holes for rawl plug etc. including priming coat complete | Kiln seasoned and chemically treated Hollock wood | Cum | 133981
Cladding Work | 8.19.1 | Providing and fixing plywood 4 mm thick, one side decorative veneer conforming to IS: 1328 (type-1), for plain lining / cladding with necessary screws, including priming coat on unexposed surface with | Decorative veneer facings of approved manufacture | Sqm | 1101
Cladding Work | 8.20 | Providing and fixing 4mm thick coir veneer board, ISi marked IS: 14842, plain lining with necessary screws, priming coat on unexposed surface etc., complete |  | Sqm | 1054
Cladding Work | 8.21.1 | Providing and fixing skirting with Pre-laminated (one side decorative and other side balancing lamination) flat pressed 3 layer or graded particle board (medium density) Grade I, Type II, IS:12823 marked, with necessary fixing arrangements and screws, including drilling necessary holes for rawl plugs etc. and priming coat on unexposed surface complete | 18 mm thick | Sqm | 1662
Cladding Work | 8.21.2 | Providing and fixing skirting with Pre-laminated (one side decorative and other side balancing lamination) flat pressed 3 layer or graded particle board (medium density) Grade I, Type II, IS:12823 marked, with necessary fixing arrangements and screws, including drilling necessary holes for rawl plugs etc. and priming coat on unexposed surface complete | 25 mm thick | Sqm | 2019
Cladding Work | 8.22 | Providing 50x50x50 mm 2nd class teak wood plugs including cutting brick work and fixing in cement mortar 1:3 (1 cement: 3 fine sand) and making good the walls etc |  | Each | 25
Cladding Work | 8.23.1 | Providing and fixing expandable fasteners of specified size with necessary plastic sleeves and galvanised M.S. screws including drilling holes in masonry work ICC/ R.C.C. and making good etc. complete | 25 mm long | Each | 15
Cladding Work | 8.23.2 | Providing and fixing expandable fasteners of specified size with necessary plastic sleeves and galvanised M.S. screws including drilling holes in masonry work ICC/ R.C.C. and making good etc. complete | 32 mm long | Each | 15
Cladding Work | 8.23.3 | Providing and fixing expandable fasteners of specified size with necessary plastic sleeves and galvanised M.S. screws including drilling holes in masonry work ICC/ R.C.C. and making good etc. complete | 40 mm long | Each | 19
Cladding Work | 8.23.4 | Providing and fixing expandable fasteners of specified size with necessary plastic sleeves and galvanised M.S. screws including drilling holes in masonry work ICC/ R.C.C. and making good etc. complete | 50 mm long | Each | 21
Cladding Work | 8.24.1 | Providing and fixing 2nd class teak wood plain lining tongued and grooved, including wooden plugs complete with necessary screws and priming coat on unexposed surface | 40 mm thick | Sqm | 5734
Cladding Work | 8.24.2 | Providing and fixing 2nd class teak wood plain lining tongued and grooved, including wooden plugs complete with necessary screws and priming coat on unexposed surface | 25 mm thick | Sqm | 3715
Cladding Work | 8.24.3 | Providing and fixing 2nd class teak wood plain lining tongued and grooved, including wooden plugs complete with necessary screws and priming coat on unexposed surface | 20 mm thick | Sqm | 3002
Cladding Work | 8.24.4 | Providing and fixing 2nd class teak wood plain lining tongued and grooved, including wooden plugs complete with necessary screws and priming coat on unexposed surface | 12 mm thick | Sqm | 1926
Cladding Work | 8.25.1 | Providing and fixing in wall lining flat pressed three layer (medium density) particle board or graded wood Pre-laminated one side decorative lamination and other side balancing lamination Grade I, Type II, IS: 12823 marked, including priming coat on unexposed arrangement and screws etc. complete | 12 mm thick | Sqm | 1106
Cladding Work | 8.25.2 | Providing and fixing in wall lining flat pressed three layer (medium density) particle board or graded wood Pre-laminated one side decorative lamination and other side balancing lamination Grade I, Type II, IS: 12823 marked, including priming coat on unexposed arrangement and screws etc. complete | 18 mm thick | Sqm | 1264
Cladding Work | 8.25.3 | Providing and fixing in wall lining flat pressed three layer (medium density) particle board or graded wood Pre-laminated one side decorative lamination and other side balancing lamination Grade I, Type II, IS: 12823 marked, including priming coat on unexposed arrangement and screws etc. complete | 25 mm thick KITCHEN PLATEFORMS/ WINDOW SILLS/ URINAL PARTITIONS | Sqm | 1621
Cladding Work | 8.26.1.1 | Providing and fixing 18 mm thick gang saw cut, mirror polished, premoulded and prepolished, machine cut for kitchen platfonns, vanity counters, window sills, facias and similar locations of required size, approved shade, colour and texture laid over 20 mm thick base cement mortar 1:4 (1 cement: 4 coarse sand), joints treated with white cement, mixed with matching pigment, epoxy touch ups, including rubbing, curing, moulding and polishing to edges to give high gloss finish etc. complete at all levels — Raj Nagar Plain white marble/ Udaipur green marble/ Zebra black | Area of slab up to 0.50 sqm | Sqm | 1819
Cladding Work | 8.26.1.2 | Providing and fixing 18 mm thick gang saw cut, mirror polished, premoulded and prepolished, machine cut for kitchen platfonns, vanity counters, window sills, facias and similar locations of required size, approved shade, colour and texture laid over 20 mm thick base cement mortar 1:4 (1 cement: 4 coarse sand), joints treated with white cement, mixed with matching pigment, epoxy touch ups, including rubbing, curing, moulding and polishing to edges to give high gloss finish etc. complete at all levels — Raj Nagar Plain white marble/ Udaipur green marble/ Zebra black | Area of slab over 0.50 sqm | Sqm | 1641
Cladding Work | 8.26.2.1 | Providing and fixing 18 mm thick gang saw cut, mirror polished, premoulded and prepolished, machine cut for kitchen platfonns, vanity counters, window sills, facias and similar locations of required size, approved shade, colour and texture laid over 20 mm thick base cement mortar 1:4 (1 cement: 4 coarse sand), joints treated with white cement, mixed with matching pigment, epoxy touch ups, including rubbing, curing, moulding and polishing to edges to give high gloss finish etc. complete at all levels — Granite of any colour and shade | Area of slab up to 0.50 sqm | Sqm | 3080
Cladding Work | 8.26.2.2 | Providing and fixing 18 mm thick gang saw cut, mirror polished, premoulded and prepolished, machine cut for kitchen platfonns, vanity counters, window sills, facias and similar locations of required size, approved shade, colour and texture laid over 20 mm thick base cement mortar 1:4 (1 cement: 4 coarse sand), joints treated with white cement, mixed with matching pigment, epoxy touch ups, including rubbing, curing, moulding and polishing to edges to give high gloss finish etc. complete at all levels — Granite of any colour and shade | Area of slab over 0.50 sqm | Sqm | 3109
Cladding Work | 8.27.1 | Providing edge moulding to 18 mm thick marble stone counters, Vanities etc., including machine polishing to edge to give high gloss finish etc. complete as per design approved by Engineer-in-Charge | Marble work | Metre | 150
Cladding Work | 8.27.2 | Providing edge moulding to 18 mm thick marble stone counters, Vanities etc., including machine polishing to edge to give high gloss finish etc. complete as per design approved by Engineer-in-Charge | Granite work | Metre | 257
Cladding Work | 8.28 | Extra for providing opening of required size & shape for wash basin/ kitchen sink in kitchen platfonn, vanity counter and similar location in marble/ Granite/ stone work, including necessary holes for pillar taps etc. including moulding, rubbing and polishing of cut edges etc. complete |  | Each | 440
Cladding Work | 8.29 | Mirror polishing on marble work/Granite work/stone work where ever required to give high gloss finish complete |  | Sqm | 234
Cladding Work | 8.30.1 | Providing and fixing stone slab with table rubbed, edges rounded and polished, of size 75x50 cm deep and 1.8 cm thick, fixed in urinal partitions by cutting a chase of appropriate width with chase cutter and embedding the stone in the chase with epoxy grout or with cement concrete 1:2:4 (1 cement: 2 coarse sand: 4 graded stone aggregate 6 mm nominal size) as per direction of Engineer-in-charge and finished smooth | White Agaria Marble Stone | Sqm | 2718
Cladding Work | 8.30.2 | Providing and fixing stone slab with table rubbed, edges rounded and polished, of size 75x50 cm deep and 1.8 cm thick, fixed in urinal partitions by cutting a chase of appropriate width with chase cutter and embedding the stone in the chase with epoxy grout or with cement concrete 1:2:4 (1 cement: 2 coarse sand: 4 graded stone aggregate 6 mm nominal size) as per direction of Engineer-in-charge and finished smooth | Granite Stone of approved shade | Sqm | 2718
Cladding Work | 8.31 | Providing and fixing facing extruded clay Tile (Glass Reinforced Clay Tiles (GRC)) any size any shade & design on wall with under layer of 12 mm thick cement plaster 1:3 and jointed with neat cement matched with pigment complete as per drawings,specifications and to the entire satisfaction of engineer- in- charge. ALUMINIUM COMPOSITE PANELS |  | Sqm | 2208
Cladding Work | 8.32 | Designing, fabricating, testing, installing and fixing in position Curtain Wall with Aluminium Composite Panel Cladding, with open grooves for linear as well as curvilinear portions of the building, for all heights and all levels etc. including: (a) Structural analysis & design and preparation of shop drawings for pressure equalisation or rain screen principle as required, proper drainage of water to make it watertight including checking of all the structural and functional design. (b) Providing, fabricating and supplying and fixing panels of aluminium composite panel cladding in pan shape in metallic colour of approved shades made out of 4mm thick aluminium composite panel material consisting of 3mm thick FR grade mineral core sandwiched between two Aluminium sheets (each 0.5mm thick). The aluminium composite panel cladding sheet shall be coil coated, with Kynar 500 based PVDF / Lumiflon based fluoropolymer resin coating of approved colour and shade on face # 1 and polymer (Service) coating on face # 2 as specified using stainless steel screws, nuts, bolts, washers, cleats, weather silicone sealant, backer rods etc. (c) The fastening brackets of Aluminium alloy 6005 T5 / MS with Hot Dip Galvanised with serrations and serrated washers to arrest the wind load movement, fasteners, SS 316 Pins and anchor bolts of approved make in SS 316, Nylon separators to prevent bi-metallic contacts all complete required to perform as per specification and drawing The item includes cost of all material & labour component, the cost of all mock ups at site, cost of all samples of the individual components for testing in an approved laboratory, field tests on the assembled working curtain wall with aluminium composite panel cladding, cleaning and protection of the curtain wall with aluminium composite panel cladding till the handing over of the building for occupation. Base frame work for ACP cladding is payable under the relevant aluminium items. The Contractor shall provide curtain wall with aluminium composite panel cladding, having all the performance characteristics all complete, as per the Architectural drawings, as per item, as specified, as per the approved shop drawings and as directed by the Engineer-in-Charge. However, for the purpose of payment, only the actual area on the external face of the curtain wall with Aluminium Composite Panel Cladding (including width of groove) shall be measured in sqm up to two decimal places. A. HOISTING |  | Sqm | 2772
Hoisting and Roofing | 9.1 | Hoisting R.C.C. lintels and placing in position up to floor IV level |  | Cum | 1809
Hoisting and Roofing | 9.2 | Hoisting R.C.C. battens and placing in position up to floor IV level |  | Cum | 2015
Hoisting and Roofing | 9.3 | Hoisting R.C.C. shelves and placing in position up to floor IV level |  | Cum | 1262
Hoisting and Roofing | 9.4 | Hoisting R.C.C. bedplates and placing in position up to floor IV level |  | Cum | 1969
Hoisting and Roofing | 9.5 | Hoisting wooden battens and placing lintels and placing in position up to floor |  | Cum | 1331
Hoisting and Roofing | 9.6 | Hoisting wooden beams and placing in position up to floor IV level |  | Cum | 1088
Hoisting and Roofing | 9.7 | Hoisting wooden trusses and placing in position up to floor IV level |  | Cum | 3997
Hoisting and Roofing | 9.8 | Hoisting R.S.Joists and placing in position up to floor IV level |  | KG | 4
Hoisting and Roofing | 9.9 | Hoisting steel roof trusses, plate girders of any span for buildings up to floor IV level and plate and trussed girders of any span for bridges. B. ROOFING |  | KG | 7
Hoisting and Roofing | 9.13 | Extra for every additional 1 cm thickness of mud phaska |  | Sqm | 9
Hoisting and Roofing | 9.15 | Providing and laying pressed clay tiles (as per approved pattern 20 mm nominal thickness of approved size) on roofs jointed with cement mortar 1:4 (1 cement: 4 coarse sand) mixed with 2% integral water proofing compound, laid over a bed of 20 mm thick cement mortar 1:4 (1 cement: 4 coarse sand) and finished neat complete |  | Sqm | 363
Hoisting and Roofing | 9.16 | Providing and fixing pressed clay tile (Mangalore tiles) of size 200mm x 125mm x 10mm on slopping roof top/ window projections with 12mm thick cement, coarse sand mortar 1: 3 including cost of ridge wherever required as per approved design complete in all respect up to 4 storey or 15 Meter Height |  | Sqm | 818
Hoisting and Roofing | 9.17.1 | Providing gola 75x75 mm in cement concrete 1: 2:4 (1 cement: 2 coarse sand: 4 stone aggregate 10 mm and down gauge), including finishing with cement mortar 1: 3 (1 cement: 3 fine sand) as per standard design | In 75x75 mm deep chase | Metre | 125
Hoisting and Roofing | 9.18 | Making khurras 45x45 cm with average minimum thickness of 5 cm cement concrete 1:2:4 (1 cement: 2 coarse sand: 4 graded stone aggregate of 20 mm nominal size) over P.V.C. sheet 1 m x1 m x 400 micron, finished with 12 mm cement plaster 1:3 (1 cement: 3 coarse sand) and a coat of neat cement, rounding the edges and making and finishing the outlet complete |  | Each | 165
Hoisting and Roofing | 9.19.1.1 | Providing sand stone slab for roofing and laying them in cement mortar 1: 4 (1 cement: 4 coarse sand) over wooden karries or R.C.C. battens or structural steel sections (Karries or battens or structural steel sections to be paid separately), including pointing the ceiling joints with cement mortar 1:3 (1 cement: 3 fine sand ) complete | 40 to 50 mm thick | Sqm | 417
Hoisting and Roofing | 9.20 | Providing & fixing on roof pressed clay tile (Mangalore tile) of 20 mm nominal thickness and of approved size and as per approved pattern on steel frame work complete (steel frame work to be paid separately) |  | Sqm | 226
Hoisting and Roofing | 9.21 | Providing & laying on roof pressed clay tile ridge (Mangalore tile) of 20mm thickness and of approved pattern on steel frame work complete (steel frame work to be paid separately). SHEET ROOFING |  | Metre | 48
Hoisting and Roofing | 9.22.1 | Providing corrugated G.S. sheet roofing including vertical / curved surface fixed with polymer coated J or L hooks, bolts and nuts 8 mm diameter with bitumen and G.I. limpet washers or with G.I. limpet washers filled with white lead, including a coat of approved steel primer and two coats of approved paint on overlapping of sheets complete (up to any pitch in horizontal/ vertical or curved surfaces), excluding the cost of purlins, rafters and trusses and including cutting to size and shape wherever required | 1.00 mm thick with zinc coating not less than 275 gm/m2 | Sqm | 1296
Hoisting and Roofing | 9.22.2 | Providing corrugated G.S. sheet roofing including vertical / curved surface fixed with polymer coated J or L hooks, bolts and nuts 8 mm diameter with bitumen and G.I. limpet washers or with G.I. limpet washers filled with white lead, including a coat of approved steel primer and two coats of approved paint on overlapping of sheets complete (up to any pitch in horizontal/ vertical or curved surfaces), excluding the cost of purlins, rafters and trusses and including cutting to size and shape wherever required | 0.80 mm thick with zinc coating not less than 275 gm/m2 | Sqm | 1093
Hoisting and Roofing | 9.22.3 | Providing corrugated G.S. sheet roofing including vertical / curved surface fixed with polymer coated J or L hooks, bolts and nuts 8 mm diameter with bitumen and G.I. limpet washers or with G.I. limpet washers filled with white lead, including a coat of approved steel primer and two coats of approved paint on overlapping of sheets complete (up to any pitch in horizontal/ vertical or curved surfaces), excluding the cost of purlins, rafters and trusses and including cutting to size and shape wherever required | 0.63 mm thick with zinc coating not less than 275 gm/ m2 | Sqm | 920
Hoisting and Roofing | 9.23.1 | Extra for straight cutting in C.G.S. sheet roofing for making opening of area exceeding 40 sq. decimetre for chimney stacks, sky light etc | 1.00 mm thick | Metre | 36
Hoisting and Roofing | 9.23.2 | Extra for straight cutting in C.G.S. sheet roofing for making opening of area exceeding 40 sq. decimetre for chimney stacks, sky light etc | 0.80 mm thick | Metre | 29
Hoisting and Roofing | 9.23.3 | Extra for straight cutting in C.G.S. sheet roofing for making opening of area exceeding 40 sq. decimetre for chimney stacks, sky light etc | 0.63 mm thick | Metre | 29
Hoisting and Roofing | 9.24.1 | Extra for circular cutting in C.G.S. sheet roofing for making opening of area exceeding 40 sq. decimetre | 1.00 mm thick | Metre | 191
Hoisting and Roofing | 9.24.2 | Extra for circular cutting in C.G.S. sheet roofing for making opening of area exceeding 40 sq. decimetre | 0.80 mm thick | Metre | 153
Hoisting and Roofing | 9.24.3 | Extra for circular cutting in C.G.S. sheet roofing for making opening of area exceeding 40 sq. decimetre | 0.63 mm thick | Metre | 153
Hoisting and Roofing | 9.25.1 | Providing ridges or hips of width 60 cm overall width plain G.S. sheet fixed with polymer coated J or L hooks, bolts and nuts 8 mm dia G.I. limpet and bitumen washers complete | 0.80 mm thick with zinc coating not less than 275 gm/m2 | Metre | 575
Hoisting and Roofing | 9.25.2 | Providing ridges or hips of width 60 cm overall width plain G.S. sheet fixed with polymer coated J or L hooks, bolts and nuts 8 mm dia G.I. limpet and bitumen washers complete | 0.63 mm thick with zinc coating not less than 275 gm/m2 | Metre | 499
Hoisting and Roofing | 9.26.1 | Providing valleys of 90 cm wide overall in plain G.S. sheet fixed with polymer coated J, or L hooks, bolts and nuts 8 mm dia G.I. limpet and bitumen washers complete | 1.60 mm thick with zinc coating not less than 350 gm/m2 | Metre | 1127
Hoisting and Roofing | 9.27.1 | Providing and fixing of 40 cm overall width plain G.S. sheet fixed with polymer coated J or L hooks, bolts and nuts, G.I. limpet and bitumen washer complete, bent to shape and fixed in wall with cement mortar 1:3 (1 cement: 3 coarse sand) | 1.00 mm thick with zinc coating not less than 275 gm/m2 | Metre | 427
Hoisting and Roofing | 9.28.1 | Providing and fixing 15 cm wide, 45 cm overall semi-circular plain G.S. sheet gutter with iron brackets 40x3mm size, bolts, nuts and washers etc., including making necessary connections with rain water pipes complete | 0.80 mm thick with zinc coating not less than 275 gm/m2 | Metre | 536
Hoisting and Roofing | 9.28.2 | Providing and fixing 15 cm wide, 45 cm overall semi-circular plain G.S. sheet gutter with iron brackets 40x3mm size, bolts, nuts and washers etc., including making necessary connections with rain water pipes complete | 0.63 mm thick with zinc coating not less than 275 gm/m2 | Metre | 472
Hoisting and Roofing | 9.29 | Providing flat iron brackets 50x3 mm size with necessary bolts, nuts and washers etc. for fixing G.S. sheets gutters with purlins |  | Metre | 54
Hoisting and Roofing | 9.30 | Supply, fabrication and installation of self-supported arch shaped galvalume/ Zincalume steel sheet roofing 1.00 MM thick (BMT) (only ± 0.2mm tolerance allowed) and 1.075 MM thick (total thickness)(only ± 0.2mm tolerance allowed) tensile strength 350 MPa coating mass 150 gm per sqm etc. of approved make. The manufacturer shall follow the IS codes 15961, type Ill with Super Durable Polyester paint, IS code 513, IS code 16163 and all other relevant Indian codes as per approved specification, design & drawings |  | Sqm | 1429
Hoisting and Roofing | 9.31 | Providing and fixing Hi, Rib profiled sheets 0.60mm TT (Total Thickness) (only± 0.2mm tolerance allowed) Hi Tensile galvalume/Zincalume steel sheet of the approved make having a hot dip metallic Zinc-Aluminium alloy (AZ-150) coating of minimum (150 gms/sqm) with 550 Mpa yield strength of approved blue colour (RAL-5012) the colour coating shall be as per IS 15965 of SMP or Super Durable Polyester Paint XRW fixed with hex head self-drilling screw sloping roof without curvature as per approved specification, drawing and design |  | Sqm | 569
Hoisting and Roofing | 9.32.1 | Providing & fixing UV stabilised fibreglass reinforced plastic sheet roofing up to any pitch, including fixing with polymer coated 'J' or 'L' hooks, bolts & nuts 8mm dia. G.I plain/bitumen washers complete but excluding the cost of purlins, rafters, trusses etc. The sheets shall be manufactured out of 2400 TEX panel rovigs incorporating minimum 0.3% ultra-violet stabiliser in resin system under approximately 2400 psi and hot cured. They shall be of uniform pigmentation and thickness without air pockets and shall conform to IS 10192 and IS 12866.The sheets shall be opaque or translucent, clear or pigmented, textured or smooth as specified | 2 mm thick corrugated (2.5" or 4.2" or 6") or step-down (2" or 3" or 6" ) as specified | Sqm | 982
Hoisting and Roofing | 9.32.2 | Providing & fixing UV stabilised fibreglass reinforced plastic sheet roofing up to any pitch, including fixing with polymer coated 'J' or 'L' hooks, bolts & nuts 8mm dia. G.I plain/bitumen washers complete but excluding the cost of purlins, rafters, trusses etc. The sheets shall be manufactured out of 2400 TEX panel rovigs incorporating minimum 0.3% ultra-violet stabiliser in resin system under approximately 2400 psi and hot cured. They shall be of uniform pigmentation and thickness without air pockets and shall conform to IS 10192 and IS 12866.The sheets shall be opaque or translucent, clear or pigmented, textured or smooth as specified | 2 mm thick flat | Sqm | 889
Hoisting and Roofing | 9.33 | Providing and fixing precoated galvanised iron profile sheets (size, shape and pitch of corrugation as approved by Engineer-in-charge) 0.50 mm (+ 0.05 %) total coated thickness with zinc coating 120 grams per sqm as per IS: 277, in 240 mpa steel grade, 5-7 microns epoxy primer on both side of the sheet and polyester top coat 15-18 microns. Sheet should have protective guard film of 25 microns minimum to avoid scratches during transportation and should be supplied in single length up to 12 metre or as desired by Engineer-in-charge. The sheet shall be fixed using self drilling /self tapping screws of size (5.5x 55 mm) with EPDM seal, complete up to any pitch in horizontal/ vertical or curved surfaces, excluding the cost of purlins, rafters and trusses and including cutting to size and shape wherever required |  | Sqm | 564
Hoisting and Roofing | 9.34.1 | Providing and fixing precoated galvanised steel sheet roofing accessories 0.50 mm (+0.05 %) total coated thickness, Zinc coating 120 grams per sqm as per IS: 277, in 240 mpa steel grade, 5-7 microns epoxy primer on both side of the sheet and polyester top coat 15-18 microns using self drilling/ self tapping screws complete | Ridges plain (500 - 600mm) | Metre | 348
Hoisting and Roofing | 9.34.2 | Providing and fixing precoated galvanised steel sheet roofing accessories 0.50 mm (+0.05 %) total coated thickness, Zinc coating 120 grams per sqm as per IS: 277, in 240 mpa steel grade, 5-7 microns epoxy primer on both side of the sheet and polyester top coat 15-18 microns using self drilling/ self tapping screws complete | Flashings/ Aprons.( Up to 600 mm) | Metre | 330
Hoisting and Roofing | 9.34.3 | Providing and fixing precoated galvanised steel sheet roofing accessories 0.50 mm (+0.05 %) total coated thickness, Zinc coating 120 grams per sqm as per IS: 277, in 240 mpa steel grade, 5-7 microns epoxy primer on both side of the sheet and polyester top coat 15-18 microns using self drilling/ self tapping screws complete | North light curves | Metre | 396
Hoisting and Roofing | 9.34.4 | Providing and fixing precoated galvanised steel sheet roofing accessories 0.50 mm (+0.05 %) total coated thickness, Zinc coating 120 grams per sqm as per IS: 277, in 240 mpa steel grade, 5-7 microns epoxy primer on both side of the sheet and polyester top coat 15-18 microns using self drilling/ self tapping screws complete | Barge board (Up to 300 mm) | Metre | 316
Hoisting and Roofing | 9.34.5 | Providing and fixing precoated galvanised steel sheet roofing accessories 0.50 mm (+0.05 %) total coated thickness, Zinc coating 120 grams per sqm as per IS: 277, in 240 mpa steel grade, 5-7 microns epoxy primer on both side of the sheet and polyester top coat 15-18 microns using self drilling/ self tapping screws complete | Crimp curve | Sqm | 365
Hoisting and Roofing | 9.34.6 | Providing and fixing precoated galvanised steel sheet roofing accessories 0.50 mm (+0.05 %) total coated thickness, Zinc coating 120 grams per sqm as per IS: 277, in 240 mpa steel grade, 5-7 microns epoxy primer on both side of the sheet and polyester top coat 15-18 microns using self drilling/ self tapping screws complete | Gutter (600 mm over all girth) | Metre | 803
Hoisting and Roofing | 9.35 | Providing reinforced by organic fibres and/or inorganic synthetic fibres cement 6 mm thick corrugated sheets (as per IS: 14871) roofing up to any pitch and fixing with polymer coated J, or L hooks, bolts and nuts 8 mm dia. G.I. plain and bitumen washers or with self drilling fastener and EPDM washers etc. complete (excluding the cost of purlins, rafters and trusses), including cutting sheets to size and shape wherever required |  | Sqm | 396
Hoisting and Roofing | 9.36 | Extra for straight cutting in reinforced by organic fibres and/or inorganic synthetic fibres cement corrugated, semi corrugated 6 mm thick sheet roofing for making openings of area exceeding 40 square decimetre for chimney stacks, skylights etc |  | Metre | 29
Hoisting and Roofing | 9.37 | Extra for circular cutting in reinforced by organic fibres and/or inorganic synthetic fibres cement corrugated/ semi corrugated 6 mm thick sheet roofing for making openings of area exceeding 40 square decimetre |  | Metre | 80
Hoisting and Roofing | 9.38.1 | Providing and fixing ridges and hips in fibre cement reinforced by organic fibres and/or inorganic synthetic fibres roofing with suitable fixing accessories or self drilling fastener and EPDM washer etc. complete | Corrugated serrated adjustable ridges | Metre | 365
Hoisting and Roofing | 9.38.2 | Providing and fixing ridges and hips in fibre cement reinforced by organic fibres and/or inorganic synthetic fibres roofing with suitable fixing accessories or self drilling fastener and EPDM washer etc. complete | Plain wing adjustable ridges | Metre | 365
Hoisting and Roofing | 9.38.3 | Providing and fixing ridges and hips in fibre cement reinforced by organic fibres and/or inorganic synthetic fibres roofing with suitable fixing accessories or self drilling fastener and EPDM washer etc. complete | Close fitting adjustable ridges | Metre | 417
Hoisting and Roofing | 9.38.4 | Providing and fixing ridges and hips in fibre cement reinforced by organic fibres and/or inorganic synthetic fibres roofing with suitable fixing accessories or self drilling fastener and EPDM washer etc. complete | Unserrated adjustable hips | Metre | 364
Hoisting and Roofing | 9.39.1 | Providing and fixing fibre cement reinforced by organic fibres and/or inorganic synthetic fibres roofing accessories in all colours with polymer coated J or L hooks, bolts and nuts and or G.I. seam bolts and nuts, G.I. plain and bitumen washers or with self drilling fastener and EPDM washer etc. complete | Corrugated apron pieces | Metre | 320
Hoisting and Roofing | 9.39.2 | Providing and fixing fibre cement reinforced by organic fibres and/or inorganic synthetic fibres roofing accessories in all colours with polymer coated J or L hooks, bolts and nuts and or G.I. seam bolts and nuts, G.I. plain and bitumen washers or with self drilling fastener and EPDM washer etc. complete | Eave's filler pieces | Metre | 254
Hoisting and Roofing | 9.39.3 | Providing and fixing fibre cement reinforced by organic fibres and/or inorganic synthetic fibres roofing accessories in all colours with polymer coated J or L hooks, bolts and nuts and or G.I. seam bolts and nuts, G.I. plain and bitumen washers or with self drilling fastener and EPDM washer etc. complete | North light curves | Metre | 438
Hoisting and Roofing | 9.39.4 | Providing and fixing fibre cement reinforced by organic fibres and/or inorganic synthetic fibres roofing accessories in all colours with polymer coated J or L hooks, bolts and nuts and or G.I. seam bolts and nuts, G.I. plain and bitumen washers or with self drilling fastener and EPDM washer etc. complete | Ventilator curves | Metre | 479
Hoisting and Roofing | 9.39.5 | Providing and fixing fibre cement reinforced by organic fibres and/or inorganic synthetic fibres roofing accessories in all colours with polymer coated J or L hooks, bolts and nuts and or G.I. seam bolts and nuts, G.I. plain and bitumen washers or with self drilling fastener and EPDM washer etc. complete | Barge boards | Metre | 580
Hoisting and Roofing | 9.39.6 | Providing and fixing fibre cement reinforced by organic fibres and/or inorganic synthetic fibres roofing accessories in all colours with polymer coated J or L hooks, bolts and nuts and or G.I. seam bolts and nuts, G.I. plain and bitumen washers or with self drilling fastener and EPDM washer etc. complete | Ridge finials | Pair | 235
Hoisting and Roofing | 9.39.7 | Providing and fixing fibre cement reinforced by organic fibres and/or inorganic synthetic fibres roofing accessories in all colours with polymer coated J or L hooks, bolts and nuts and or G.I. seam bolts and nuts, G.I. plain and bitumen washers or with self drilling fastener and EPDM washer etc. complete | Special north light curves | Each | 812
Hoisting and Roofing | 9.39.8 | Providing and fixing fibre cement reinforced by organic fibres and/or inorganic synthetic fibres roofing accessories in all colours with polymer coated J or L hooks, bolts and nuts and or G.I. seam bolts and nuts, G.I. plain and bitumen washers or with self drilling fastener and EPDM washer etc. complete | S type louvers | Metre | 321
Hoisting and Roofing | 9.40 | Extra for providing and fixing wind ties of 40x 6 mm flat iron section. CEILING |  | Metre | 140
Hoisting and Roofing | 9.41.1.1 | Providing and fixing insulating board ceiling of approved quality with necessary nails etc. complete (frame work to be paid separately) — Natural colour insulating board | 12 mm thick | Sqm | 478
Hoisting and Roofing | 9.41.2.1 | Providing and fixing insulating board ceiling of approved quality with necessary nails etc. complete (frame work to be paid separately) — White face insulating board | 12 mm thick | Sqm | 514
Hoisting and Roofing | 9.41.3.1 | Providing and fixing insulating board ceiling of approved quality with necessary nails etc. complete (frame work to be paid separately) — Flame retardant face insulating board | 12 mm thick | Sqm | 635
Hoisting and Roofing | 9.42.1 | Providing and fixing flat pressed 3 layer medium density particle board or graded particle board (Grade I) IS: 3087 marked, in ceiling with necessary nails etc. complete (frame work to be paid separately) | 12 mm thick | Sqm | 589
Hoisting and Roofing | 9.43.1 | Providing and fixing plain multipurpose cement board(Height pressure steam cured) with suitable screws for cement particle board in ceiling etc. complete (frame work to be paid separately) | 6 mm thick Cement fibre board as per IS: 14862 | Sqm | 478
Hoisting and Roofing | 9.43.2 | Providing and fixing plain multipurpose cement board(Height pressure steam cured) with suitable screws for cement particle board in ceiling etc. complete (frame work to be paid separately) | 6 mm thick Cement bonded wood particle board as per IS:14276 | Sqm | 457
Hoisting and Roofing | 9.44.1 | Extra for Circular cutting including wastages in ceiling with | 2nd class teak wood planks 20 mm thick | Metre | 413
Hoisting and Roofing | 9.44.2.1 | Extra for Circular cutting including wastages in ceiling with — Natural colour insulating board | 12 mm thick | Metre | 176
Hoisting and Roofing | 9.44.3.1 | Extra for Circular cutting including wastages in ceiling with — White face insulating board | 12 mm thick | Metre | 180
Hoisting and Roofing | 9.44.4.1 | Extra for Circular cutting including wastages in ceiling with — Flame retardant face insulating board | 12 mm thick | Metre | 195
Hoisting and Roofing | 9.44.5.1 | Extra for Circular cutting including wastages in ceiling with — Standard quality hard board sheet | 3 mm thick | Metre | 162
Hoisting and Roofing | 9.44.5.2 | Extra for Circular cutting including wastages in ceiling with — Standard quality hard board sheet | 4.5 mm thick | Metre | 176
Hoisting and Roofing | 9.45 | Extra for providing and fixing ceiling to curved surfaces in narrow widths |  | Sqm | 143
Hoisting and Roofing | 9.46.1 | Providing and fixing false ceiling at all height including providing and fixing of frame work made of special sections, power pressed from M.S. sheets and galvanized with zinc coating of 120 gms/sqm (both side inclusive) as per IS: 277 and consisting of angle cleats of size 25 mm wide x 1.6 mm thick with flanges of 27 mm and 37mm, at 1200 mm centre to centre, one flange fixed to the ceiling with dash fastener 12.5 mm dia x 50mm long with 6mm dia bolts, other flange of cleat fixed to the angle hangers of 25x1 Ox0.50 mm of required length with nuts & bolts of required size and other end of angle hanger fixed with intermediate G.I. channels 45x15x0.9 mm running at the spacing of 1200 mm centre to centre, to which the ceiling section 0.5 mm thick bottom wedge of 80 mm with tapered flanges of 26 mm each having lips of 10.5 mm, at 450 mm centre to centre, shall be fixed in a direction perpendicular to G.I. intermediate channel with connecting clips made out of 2.64 mm dia x 230 mm long G.I. wire at every junction, including fixing perimeter channels 0.5 mm thick 27 mm high having flanges of 20 mm and 30 mm long, the perimeter of ceiling fixed to wall/partition with the help of rawl plugs at 450 mm centre, with 25mm long dry wall screws @ 230 mm interval, including fixing of gypsum board to ceiling section and perimeter channel with the help of dry wall screws of size 3.5 x 25 mm at 230 mm c/c, including jointing and finishing to a flush finish of tapered and square edges of the board with recommended jointing compound, jointing tapes, finishing with jointing compound in 3 layers covering up to 150 mm on both sides of joint and two coats of primer suitable for board, all as per manufacturer's specification and also including the cost of making openings for light fittings, grills, diffusers, cut outs made with frame of perimeter channels suitably fixed, all complete as per drawings, specification and direction of the Engineer in Charae but excludina the cost of oaintina with | 12.5 mm thick tapered edge gypsum plain board conforming to IS: 2095- (Part I):2011 (Board with BIS certification marks) | Sqm | 809
Hoisting and Roofing | 9.46.2 | Providing and fixing false ceiling at all height including providing and fixing of frame work made of special sections, power pressed from M.S. sheets and galvanized with zinc coating of 120 gms/sqm (both side inclusive) as per IS: 277 and consisting of angle cleats of size 25 mm wide x 1.6 mm thick with flanges of 27 mm and 37mm, at 1200 mm centre to centre, one flange fixed to the ceiling with dash fastener 12.5 mm dia x 50mm long with 6mm dia bolts, other flange of cleat fixed to the angle hangers of 25x1 Ox0.50 mm of required length with nuts & bolts of required size and other end of angle hanger fixed with intermediate G.I. channels 45x15x0.9 mm running at the spacing of 1200 mm centre to centre, to which the ceiling section 0.5 mm thick bottom wedge of 80 mm with tapered flanges of 26 mm each having lips of 10.5 mm, at 450 mm centre to centre, shall be fixed in a direction perpendicular to G.I. intermediate channel with connecting clips made out of 2.64 mm dia x 230 mm long G.I. wire at every junction, including fixing perimeter channels 0.5 mm thick 27 mm high having flanges of 20 mm and 30 mm long, the perimeter of ceiling fixed to wall/partition with the help of rawl plugs at 450 mm centre, with 25mm long dry wall screws @ 230 mm interval, including fixing of gypsum board to ceiling section and perimeter channel with the help of dry wall screws of size 3.5 x 25 mm at 230 mm c/c, including jointing and finishing to a flush finish of tapered and square edges of the board with recommended jointing compound, jointing tapes, finishing with jointing compound in 3 layers covering up to 150 mm on both sides of joint and two coats of primer suitable for board, all as per manufacturer's specification and also including the cost of making openings for light fittings, grills, diffusers, cut outs made with frame of perimeter channels suitably fixed, all complete as per drawings, specification and direction of the Engineer in Charae but excludina the cost of oaintina with | 12.5 mm thick tapered edge Glass Reinforced Gypsum (GRG) board conforming to IS: 2095- (Part 3): 1996 (Boards with BIS certification marks) | Sqm | 925
Hoisting and Roofing | 9.46.3 | Providing and fixing false ceiling at all height including providing and fixing of frame work made of special sections, power pressed from M.S. sheets and galvanized with zinc coating of 120 gms/sqm (both side inclusive) as per IS: 277 and consisting of angle cleats of size 25 mm wide x 1.6 mm thick with flanges of 27 mm and 37mm, at 1200 mm centre to centre, one flange fixed to the ceiling with dash fastener 12.5 mm dia x 50mm long with 6mm dia bolts, other flange of cleat fixed to the angle hangers of 25x1 Ox0.50 mm of required length with nuts & bolts of required size and other end of angle hanger fixed with intermediate G.I. channels 45x15x0.9 mm running at the spacing of 1200 mm centre to centre, to which the ceiling section 0.5 mm thick bottom wedge of 80 mm with tapered flanges of 26 mm each having lips of 10.5 mm, at 450 mm centre to centre, shall be fixed in a direction perpendicular to G.I. intermediate channel with connecting clips made out of 2.64 mm dia x 230 mm long G.I. wire at every junction, including fixing perimeter channels 0.5 mm thick 27 mm high having flanges of 20 mm and 30 mm long, the perimeter of ceiling fixed to wall/partition with the help of rawl plugs at 450 mm centre, with 25mm long dry wall screws @ 230 mm interval, including fixing of gypsum board to ceiling section and perimeter channel with the help of dry wall screws of size 3.5 x 25 mm at 230 mm c/c, including jointing and finishing to a flush finish of tapered and square edges of the board with recommended jointing compound, jointing tapes, finishing with jointing compound in 3 layers covering up to 150 mm on both sides of joint and two coats of primer suitable for board, all as per manufacturer's specification and also including the cost of making openings for light fittings, grills, diffusers, cut outs made with frame of perimeter channels suitably fixed, all complete as per drawings, specification and direction of the Engineer in Charae but excludina the cost of oaintina with | 12.5 mm thick tapered edge gypsum moisture resistant board | Sqm | 972
Hoisting and Roofing | 9.46.4 | Providing and fixing false ceiling at all height including providing and fixing of frame work made of special sections, power pressed from M.S. sheets and galvanized with zinc coating of 120 gms/sqm (both side inclusive) as per IS: 277 and consisting of angle cleats of size 25 mm wide x 1.6 mm thick with flanges of 27 mm and 37mm, at 1200 mm centre to centre, one flange fixed to the ceiling with dash fastener 12.5 mm dia x 50mm long with 6mm dia bolts, other flange of cleat fixed to the angle hangers of 25x1 Ox0.50 mm of required length with nuts & bolts of required size and other end of angle hanger fixed with intermediate G.I. channels 45x15x0.9 mm running at the spacing of 1200 mm centre to centre, to which the ceiling section 0.5 mm thick bottom wedge of 80 mm with tapered flanges of 26 mm each having lips of 10.5 mm, at 450 mm centre to centre, shall be fixed in a direction perpendicular to G.I. intermediate channel with connecting clips made out of 2.64 mm dia x 230 mm long G.I. wire at every junction, including fixing perimeter channels 0.5 mm thick 27 mm high having flanges of 20 mm and 30 mm long, the perimeter of ceiling fixed to wall/partition with the help of rawl plugs at 450 mm centre, with 25mm long dry wall screws @ 230 mm interval, including fixing of gypsum board to ceiling section and perimeter channel with the help of dry wall screws of size 3.5 x 25 mm at 230 mm c/c, including jointing and finishing to a flush finish of tapered and square edges of the board with recommended jointing compound, jointing tapes, finishing with jointing compound in 3 layers covering up to 150 mm on both sides of joint and two coats of primer suitable for board, all as per manufacturer's specification and also including the cost of making openings for light fittings, grills, diffusers, cut outs made with frame of perimeter channels suitably fixed, all complete as per drawings, specification and direction of the Engineer in Charae but excludina the cost of oaintina with | Fully Perforated Gypsum Plaster Board of size 1200 x 2400x12.5 mm having approx. 15 % perforated area with perforation size and pattern as approved by the Engineer-in-charge and as per manufacturer's specification, with all 4 side tapered and backed by acoustical tissue with NRC value not less than 0.60 | Sqm | 1156
Hoisting and Roofing | 9.47.1 | Providing and fixing tiled false ceiling of specified materials of size 595x595 mm in true horizontal level, suspended on inter locking metal grid of hot dipped galvanized steel sections ( galvanized @ 120 grams/ sqm, both side inclusive) consisting of main "T" runner with suitably spaced joints to get required length and of size 24x38 mm made from 0.30 mm thick (minimum) sheet, spaced at 1200 mm centre to centre and cross 'T' of size 24x25 mm made of 0.30 mm thick (minimum) sheet, 1200 mm long spaced between main "T" at 600 mm centre to centre to form a grid of 1200x600 mm and secondary cross "T" of length 600 mm and size 24x25 mm made of 0.30 mm thick (minimum) sheet to be interlocked at middle of the 1200x600 mm panel to form grids of 600x600 mm and wall angle of size 24x24x0.3 mm and laying false ceiling tiles of approved texture in the grid including, required cutting/making, opening for services like diffusers, grills, light fittings, fixtures, smoke detectors etc. Main 'T' runners to be suspended from ceiling using GI slotted cleats of size 27 x 37 x 25 x1.6 mm fixed to ceiling with 12.5 mm dia and 50 mm long dash fasteners, 4 mm GI adjustable rods with galvanised butterfly level clips of size 85 x 30 x 0.8 mm spaced at 1200 mm centre to centre along main T, bottom exposed width of 24 mm of all T-sections shall be pre-painted with polyester paint, all complete for all heights as per specifications, drawings and as directed by Engineer-in-charge | GI Metal Ceiling Lay in plain Tegular edge Global white colour tiles of size 595x595 mm, and 0.5 mm thick with 8 mm drop; made of G I sheet having galvanizing of 100 gms/sqm (both sides inclusive) and electro statically polyester powder coated of thickness 60 microns (minimum), including factory painted after bending | Sqm | 1031
Hoisting and Roofing | 9.47.2 | Providing and fixing tiled false ceiling of specified materials of size 595x595 mm in true horizontal level, suspended on inter locking metal grid of hot dipped galvanized steel sections ( galvanized @ 120 grams/ sqm, both side inclusive) consisting of main "T" runner with suitably spaced joints to get required length and of size 24x38 mm made from 0.30 mm thick (minimum) sheet, spaced at 1200 mm centre to centre and cross 'T' of size 24x25 mm made of 0.30 mm thick (minimum) sheet, 1200 mm long spaced between main "T" at 600 mm centre to centre to form a grid of 1200x600 mm and secondary cross "T" of length 600 mm and size 24x25 mm made of 0.30 mm thick (minimum) sheet to be interlocked at middle of the 1200x600 mm panel to form grids of 600x600 mm and wall angle of size 24x24x0.3 mm and laying false ceiling tiles of approved texture in the grid including, required cutting/making, opening for services like diffusers, grills, light fittings, fixtures, smoke detectors etc. Main 'T' runners to be suspended from ceiling using GI slotted cleats of size 27 x 37 x 25 x1.6 mm fixed to ceiling with 12.5 mm dia and 50 mm long dash fasteners, 4 mm GI adjustable rods with galvanised butterfly level clips of size 85 x 30 x 0.8 mm spaced at 1200 mm centre to centre along main T, bottom exposed width of 24 mm of all T-sections shall be pre-painted with polyester paint, all complete for all heights as per specifications, drawings and as directed by Engineer-in-charge | GI Metal Ceiling Lay in perforated Tegular edge global white colour tiles of size 595x595 mm and 0.5 mm thick with 8 mm drop; made of GI sheet having galvanizing of 100 gms/sqm (both sides inclusive) and 20% perforation area with 1.8 mm dia holes and having NRC (Noise Reduction Coefficient ) of 0.5, electro statically polyester powder coated of thickness 60 microns (minimum), including factory painted after bending and perforation, and backed with a black Glass fibre acoustical fleece | Sqm | 1154
Hoisting and Roofing | 9.47.3 | Providing and fixing tiled false ceiling of specified materials of size 595x595 mm in true horizontal level, suspended on inter locking metal grid of hot dipped galvanized steel sections ( galvanized @ 120 grams/ sqm, both side inclusive) consisting of main "T" runner with suitably spaced joints to get required length and of size 24x38 mm made from 0.30 mm thick (minimum) sheet, spaced at 1200 mm centre to centre and cross 'T' of size 24x25 mm made of 0.30 mm thick (minimum) sheet, 1200 mm long spaced between main "T" at 600 mm centre to centre to form a grid of 1200x600 mm and secondary cross "T" of length 600 mm and size 24x25 mm made of 0.30 mm thick (minimum) sheet to be interlocked at middle of the 1200x600 mm panel to form grids of 600x600 mm and wall angle of size 24x24x0.3 mm and laying false ceiling tiles of approved texture in the grid including, required cutting/making, opening for services like diffusers, grills, light fittings, fixtures, smoke detectors etc. Main 'T' runners to be suspended from ceiling using GI slotted cleats of size 27 x 37 x 25 x1.6 mm fixed to ceiling with 12.5 mm dia and 50 mm long dash fasteners, 4 mm GI adjustable rods with galvanised butterfly level clips of size 85 x 30 x 0.8 mm spaced at 1200 mm centre to centre along main T, bottom exposed width of 24 mm of all T-sections shall be pre-painted with polyester paint, all complete for all heights as per specifications, drawings and as directed by Engineer-in-charge | 12.5 mm thick square edge PVC Laminated Gypsum Tile of size 595x595 mm, made of Gypsum plasterboard, manufactured from natural gypsum as per IS 2095 part I and laminated with white 0.16mm thick fire retardant PVC film on the face side and 12micron metalized polyester on the back side with all edges sealed with the face side PVC film which goes around and wraps the edges and is bonded to the edges and the back side metalized polyester film so as to make the tile a completely sealed unit | Sqm | 1317
Hoisting and Roofing | 9.47.4 | Providing and fixing tiled false ceiling of specified materials of size 595x595 mm in true horizontal level, suspended on inter locking metal grid of hot dipped galvanized steel sections ( galvanized @ 120 grams/ sqm, both side inclusive) consisting of main "T" runner with suitably spaced joints to get required length and of size 24x38 mm made from 0.30 mm thick (minimum) sheet, spaced at 1200 mm centre to centre and cross 'T' of size 24x25 mm made of 0.30 mm thick (minimum) sheet, 1200 mm long spaced between main "T" at 600 mm centre to centre to form a grid of 1200x600 mm and secondary cross "T" of length 600 mm and size 24x25 mm made of 0.30 mm thick (minimum) sheet to be interlocked at middle of the 1200x600 mm panel to form grids of 600x600 mm and wall angle of size 24x24x0.3 mm and laying false ceiling tiles of approved texture in the grid including, required cutting/making, opening for services like diffusers, grills, light fittings, fixtures, smoke detectors etc. Main 'T' runners to be suspended from ceiling using GI slotted cleats of size 27 x 37 x 25 x1.6 mm fixed to ceiling with 12.5 mm dia and 50 mm long dash fasteners, 4 mm GI adjustable rods with galvanised butterfly level clips of size 85 x 30 x 0.8 mm spaced at 1200 mm centre to centre along main T, bottom exposed width of 24 mm of all T-sections shall be pre-painted with polyester paint, all complete for all heights as per specifications, drawings and as directed by Engineer-in-charge | 12.5 mm thick fully Perforated Gypsum Board tile made from plasterboard having glass fibre conforming to IS: 2095 part I, of size 595x595 mm, having perforation of 9.7x9.7 mm at 19.4 mm c/c with centre borders of 48 mm and the side borders of 30 mm, backed with non woven tissue on the back side, having an NRC (Noise Reduction Coefficient) of 0.79, with 50 mm resin bonded glass wool backing. 9.46.5 12.5 mm thick tapered edge gypsum fire resistant board conforming to IS: 2095- Part I | Sqm | 758
Hoisting and Roofing | 9.48 | Providing and Fixing 15 mm thick densifled tegular edged eco friendly light weight calcium silicate false celling tiles of approved texlure of size 595 x 595 mm in true horizontal level, suspended on inter locking metal grid of hot dipped galvanised steel sections (galvanising@ 120 grams per sqm including both side) consisting of main 'T' runner suitably spaced at joints to get required length and of size 24x38 mm made from 0.33 mm thick (minimum) sheet, spaced 1200 mm centre to centre, and cross "T" of size 24x28 mm made out of 0.33 mm (Minimum) sheet, 1200 mm long spaced between main'T' at 600 mm centre to centre to form a grid of 1200x600 mm and secondary cross 'T' of length 600 mm and size 24 x28 mm made of 0.33 mm thick (Minimum) sheet to be inter locked at middle of the 1200x 600 mm panel to from grid of size 600x600 mm, resting on periphery walls /partitions on a Perimeter wall angle pre-coated steel of size(24x24X3000 mm made of 0.40 mm thick (minimum) sheet with the help of rawl plugs at 450 mm centre to centre with 25 mm long dry wall screws@ 230 mm interval and laying 15 mm thick densifled edges calcium silicate ceiling tiles of approved texture in the grid, including, cutting/ making opening for services like diffusers, grills, light fittings, fixlures, smoke detectors etc., wherever required. Main 'T' runners to be suspended from ceiling using G.I. slotted cleats of size 25x35x1.6 mm fixed to ceiling with 12.5 mm dia and 50 mm long dash fasteners, 4 mm G.I. adjustable rods with galvanised steel level clips of size 85 x 30 x 0.8 mm, spaced at 1200 mm centre to centre along main ·r, bottom exposed with 24 mm of all Tsections shall be pre-painted with polyester baked paint, for all heights, as per specifications, drawings and as directed by Engineer-in-Charge. Note:- Only calcium silicate false ceiling area will be measured from wall to wall. No deduction shall be made for exposed frames/opening (cut outs) having area less than 0.30 sqm. The calcium silicate ceiling tile shall have NRC value of 0.50 (Minimum), light reflection > 85%, non­ combustible as per B.S. 476 part IV, 100% humidity resistance and also having thermal conductivity <0.043 w/mK |  | Sqm | 1296
Hoisting and Roofing | 9.49.1 | Providing and fixing GI Clip in Metal Ceiling System of 600x600 mm module which includes providing and fixing 'C' wall angle of size 20x30x20 mm made of 0.5 mm thick pre painted steel along the perimeter of the room with help of nylon sleeves and wooden screws at 300 mm centre to centre, suspending the main C carrier of size 10x38x10 mm made of G.I steel 0.7 mm thick from the soffit with help of soffit cleat 37x27x25x1.6 mm, rawl plugs of size 38x12 mm and C carrier suspension clip and main carrier bracket at 1000 mm c/c. Inverted triangle shaped Spring Tee having height of 24 mm and width of 34 mm made of GI steel 0.45 mm thick is then fixed to the main C carrier and in direction perpendicular to it at 600 mm centres with help of suspension brackets. Wherever the main C carrier and spring T have to join, C carrier and spring T connectors have to be used. All sections to be galvanized @ 120 gms/sqm (both side inclusive), fixing with clip in tiles into spring T with | GI Metal Ceiling Clip in plain Bevelled edge global white colour tiles of size 600x600 and 0.5 mm thick with 25 mm height, made of G I sheet having galvanizing of 100 gms/ sqm (both sides inclusive) and electro statically polyester powder coated of thickness 60 microns (minimum), including factory painted after | Sqm | 1293
Hoisting and Roofing | 9.49.2 | Providing and fixing GI Clip in Metal Ceiling System of 600x600 mm module which includes providing and fixing 'C' wall angle of size 20x30x20 mm made of 0.5 mm thick pre painted steel along the perimeter of the room with help of nylon sleeves and wooden screws at 300 mm centre to centre, suspending the main C carrier of size 10x38x10 mm made of G.I steel 0.7 mm thick from the soffit with help of soffit cleat 37x27x25x1.6 mm, rawl plugs of size 38x12 mm and C carrier suspension clip and main carrier bracket at 1000 mm c/c. Inverted triangle shaped Spring Tee having height of 24 mm and width of 34 mm made of GI steel 0.45 mm thick is then fixed to the main C carrier and in direction perpendicular to it at 600 mm centres with help of suspension brackets. Wherever the main C carrier and spring T have to join, C carrier and spring T connectors have to be used. All sections to be galvanized @ 120 gms/sqm (both side inclusive), fixing with clip in tiles into spring T with | GI Metal Ceiling Clip in plain Bevelled edge global white colour tiles of size 600x600 and 0.5 mm thick with 25 mm height, made of G I sheet having galvanizing of 100 gms/ sqm (both sides inclusive) and 20% perforation area with 1.8 mm dia holes and a. • | Sqm | 1382
Hoisting and Roofing | 9.50.1 | Providing and fixing tiled false ceiling of specified materials of size 595x595 mm in true horizontal level, suspended on interlocking metal grid of hot dipped galvanized steel sections ( galvanized @ 120 grams/ sqm, both side inclusive) consisting of main "T" runner with suitably spaced joints to get required length and of size 24x38 mm made from 0.30 mm thick (minimum) sheet, spaced at 1200 mm centre to centre and cross 'T' of size 24x25 mm made of 0.30 mm thick (minimum) sheet, 1200 mm long spaced between main "T" at 600 mm centre to centre to form a grid of 1200x600 mm and secondary cross 'T' of length 600 mm and size 24x25 mm made of 0.30 mm thick (minimum) sheet to be interlocked at middle of the 1200x600 mm panel to fonn grids of 600x600 mm and wall angle of size 24x24x0.3 mm and laying false ceiling tiles of approved texture in the grid including, required cutting/making, opening for services like diffusers, grills, light fittings, fixtures, smoke detectors etc. Main 'T' runners to be suspended from ceiling using GI slotted cleats of size 27 x 37 x 25 x1. 6 mm fixed to ceiling with 12.5 mm dia and 50 mm long dash fasteners, 4 mm GI adjustable rods with galvanized butterfly level clips of size 85 x 30 x 0.8 mm spaced at 1200 mm centre to centre along main T, bottom exposed width of 24 mm of all T-sections shall be pre-painted with polyester paint, all complete for all heights as per specifications, drawings and as directed by Engineer-in-charge | 8 mm thick fully perforated calcium silicate board made with Calcareous & Siliceous materials reinforced with cellulose fibre manufactured through autoclaving process to give stable crystalline structure with minimum compressive strength 225 kg/ sq. cm, bending strength 100 kg/sq. cm, of size 595x595 mm, having perforation of dia. 10 mm with minimum perforated area 18 % with non woven tissue on the back side, having an NRC ( Noise Reduction Coefficient) of 0.85, with 50 mm thick rock wool of 48 kg /cum backing | Sqm | 1418
Hoisting and Roofing | 9.51.1 | Providing & fixing false ceiling at all height including providing & fixing of framework made of special section, power pressed from M.S. sheets and galvanised with zinc coating of 120 gms/ sqm (both side inclusive) as per IS 277 and consisting of angle cleat of size 25mm wide x 1.6mm thick with flanges of 27mm and 37mm, at 1200mm c/c, one flange fixed to the ceiling with dash fastener 12.5mm dia x 50mm long with 6mm dia bolts, other flange of cleat fixed to the angle hangers of 25 x10 x0.50mm of required length with nuts & bolts of required size and other end of angle hanger fixed with intermediate G.I channels 45 x15 x 0.90mm running at the spacing of 1200 mm c/c, to which the ceiling section 0.5mm thick bottom wedge of 80mm with tapered flanges of 26 mm each having lips of 10.5mm, at 450mm c/c, shall be fixed in a direction perpendicular to G.I intermediate channel with connecting clip made out of 2.64mm dia x 230mm long G.I wire at every junction, including fixing perimeter channels 0.50mm thick 27mm high having flanges of 20mm and 30mm long, the perimeter of ceiling fixed to wall/ partitions with the help of Rawl plugs at 450mm centre, with 25mm long dry wall screws @ 230mm interval, including fixing of Calcium Silicate Board to ceiling section and perimeter channels with the help of dry wall screws of size 3.5 x25mm at 230mm c/c, including jointing & finishing to a flush finish of tapered and square edges of the board with recommended jointing compounds, jointing tapes, finishing with jointing compounds in three layers covering up to 150mm on both sides of joints and two coats of primer suitable for boards, all as per manufacture's specification and also including the cost of making opening for light fittings, grills, diffusers, cut outs made with frame of perimeter channels suitably fixed, all complete as per drawings, specification and direction of the Engineer in charge but excluding the cost of painting with | 8 mm thick Calcium Silicate Board made with Calcareous & Siliceous materials reinforced with cellulose fibre manufactured PLASTER OF PARIS WORK | Sqm | 959
Hoisting and Roofing | 9.52.1 | Providing 1 O mm thick plaster of Paris (gypsum anhydrous) ceiling up to a height of 5 m above floor level, over first class Kail wood strips 25x6 mm with 10 mm gap in between and reinforced with rabbit wire mesh fixed to wooden frame (frame work to be paid separately) | Flat surfaces | Sqm | 815
Hoisting and Roofing | 9.52.2 | Providing 1 O mm thick plaster of Paris (gypsum anhydrous) ceiling up to a height of 5 m above floor level, over first class Kail wood strips 25x6 mm with 10 mm gap in between and reinforced with rabbit wire mesh fixed to wooden frame (frame work to be paid separately) | Curved surfaces | Sqm | 934
Hoisting and Roofing | 9.53 | Extra for sunk or raised mouldings in the plaster of Paris (Gypsum anhydrous) ceiling |  | Sqm | 252
Hoisting and Roofing | 9.55.1 | Supplying and fixing in position 60 cm long G.I. pipe class 'B' spouts in chajjas and cantilevers | 15 mm intemal dia | Metre | 124
Hoisting and Roofing | 9.55.2 | Supplying and fixing in position 60 cm long G.I. pipe class 'B' spouts in chajjas and cantilevers | 20 mm internal dia | Metre | 204
Hoisting and Roofing | 9.55.3 | Supplying and fixing in position 60 cm long G.I. pipe class 'B' spouts in chajjas and cantilevers | 25 mm internal dia | Metre | 193
Hoisting and Roofing | 9.55.4 | Supplying and fixing in position 60 cm long G.I. pipe class 'B' spouts in chajjas and cantilevers | 40 mm intemal dia | Metre | 261
Hoisting and Roofing | 9.55.5 | Supplying and fixing in position 60 cm long G.I. pipe class 'B' spouts in chajjas and cantilevers | 50 mm internal dia | Metre | 312
Hoisting and Roofing | 9.56.1 | Providing and fixing 100 mm diameter and 60 cm long rain water spout in cement mortar 1:4 (1 cement: 4 fine sand) | Stone ware spout | Each | 86
Hoisting and Roofing | 9.57.1 | Providing and fixing on wall face Unplasticised Rigid PVC rain water pipes conforming to IS: 13592 Type A, including jointing with seal ring conforming to IS: 5382, leaving 10 mm gap for thermal expansion, (i) Single socketed pipes | 75 mm diameter | Metre | 136
Hoisting and Roofing | 9.57.2 | Providing and fixing on wall face Unplasticised Rigid PVC rain water pipes conforming to IS: 13592 Type A, including jointing with seal ring conforming to IS: 5382, leaving 10 mm gap for thermal expansion, (i) Single socketed pipes | 110 mm diameter | Metre | 224
Hoisting and Roofing | 9.57.3 | Providing and fixing on wall face Unplasticised Rigid PVC rain water pipes conforming to IS: 13592 Type A, including jointing with seal ring conforming to IS: 5382, leaving 10 mm gap for thermal expansion, (i) Single socketed pipes | 150 mm diameter | Metre | 301
Hoisting and Roofing | 9.58.1.1 | Providing and fixing on wall face Unplasticised - PVC moulded fittings/ accessories for Unplasticised Rigid PVC rain water pipes conforming to IS: 13592 Type A, including jointing with seal ring conforming to IS: 5382, leaving 1 O mm gap for thermal expansion | 75 mm | Each | 55
Hoisting and Roofing | 9.58.1.2 | Providing and fixing on wall face Unplasticised - PVC moulded fittings/ accessories for Unplasticised Rigid PVC rain water pipes conforming to IS: 13592 Type A, including jointing with seal ring conforming to IS: 5382, leaving 1 O mm gap for thermal expansion | 110 mm | Each | 92
Hoisting and Roofing | 9.58.1.3 | Providing and fixing on wall face Unplasticised - PVC moulded fittings/ accessories for Unplasticised Rigid PVC rain water pipes conforming to IS: 13592 Type A, including jointing with seal ring conforming to IS: 5382, leaving 1 O mm gap for thermal expansion | 150 mm | Each | 132
Hoisting and Roofing | 9.58.2.1 | Providing and fixing on wall face Unplasticised - PVC moulded fittings/ accessories for Unplasticised Rigid PVC rain water pipes conforming to IS: 13592 Type A, including jointing with seal ring conforming to IS: 5382, leaving 1 O mm gap for thermal expansion — Single push fit Coupler | 75 mm | Each | 55
Hoisting and Roofing | 9.58.2.2 | Providing and fixing on wall face Unplasticised - PVC moulded fittings/ accessories for Unplasticised Rigid PVC rain water pipes conforming to IS: 13592 Type A, including jointing with seal ring conforming to IS: 5382, leaving 1 O mm gap for thermal expansion — Single push fit Coupler | 110 mm | Each | 83
Hoisting and Roofing | 9.58.2.3 | Providing and fixing on wall face Unplasticised - PVC moulded fittings/ accessories for Unplasticised Rigid PVC rain water pipes conforming to IS: 13592 Type A, including jointing with seal ring conforming to IS: 5382, leaving 1 O mm gap for thermal expansion — Single push fit Coupler | 150 mm | Each | 113
Hoisting and Roofing | 9.58.3.1 | Providing and fixing on wall face Unplasticised - PVC moulded fittings/ accessories for Unplasticised Rigid PVC rain water pipes conforming to IS: 13592 Type A, including jointing with seal ring conforming to IS: 5382, leaving 1 O mm gap for thermal expansion — Single tee with door | 75x75x75 mm | Each | 117
Hoisting and Roofing | 9.58.3.2 | Providing and fixing on wall face Unplasticised - PVC moulded fittings/ accessories for Unplasticised Rigid PVC rain water pipes conforming to IS: 13592 Type A, including jointing with seal ring conforming to IS: 5382, leaving 1 O mm gap for thermal expansion — Single tee with door | 110x110x110 mm | Each | 174
Hoisting and Roofing | 9.58.3.3 | Providing and fixing on wall face Unplasticised - PVC moulded fittings/ accessories for Unplasticised Rigid PVC rain water pipes conforming to IS: 13592 Type A, including jointing with seal ring conforming to IS: 5382, leaving 1 O mm gap for thermal expansion — Single tee with door | 150x150x150 mm | Each | 235
Hoisting and Roofing | 9.58.4.1 | Providing and fixing on wall face Unplasticised - PVC moulded fittings/ accessories for Unplasticised Rigid PVC rain water pipes conforming to IS: 13592 Type A, including jointing with seal ring conforming to IS: 5382, leaving 1 O mm gap for thermal expansion — Single tee without door | 75x75x75 mm | Each | 100
Hoisting and Roofing | 9.58.4.2 | Providing and fixing on wall face Unplasticised - PVC moulded fittings/ accessories for Unplasticised Rigid PVC rain water pipes conforming to IS: 13592 Type A, including jointing with seal ring conforming to IS: 5382, leaving 1 O mm gap for thermal expansion — Single tee without door | 110x110x110 mm | Each | 160
Hoisting and Roofing | 9.58.4.3 | Providing and fixing on wall face Unplasticised - PVC moulded fittings/ accessories for Unplasticised Rigid PVC rain water pipes conforming to IS: 13592 Type A, including jointing with seal ring conforming to IS: 5382, leaving 1 O mm gap for thermal expansion — Single tee without door | 150x150x150 mm | Each | 229
Hoisting and Roofing | 9.58.5.1 | Providing and fixing on wall face Unplasticised - PVC moulded fittings/ accessories for Unplasticised Rigid PVC rain water pipes conforming to IS: 13592 Type A, including jointing with seal ring conforming to IS: 5382, leaving 1 O mm gap for thermal expansion | 75 mm bend | Each | 66
Hoisting and Roofing | 9.58.5.2 | Providing and fixing on wall face Unplasticised - PVC moulded fittings/ accessories for Unplasticised Rigid PVC rain water pipes conforming to IS: 13592 Type A, including jointing with seal ring conforming to IS: 5382, leaving 1 O mm gap for thermal expansion | 110 mm bend | Each | 104
Hoisting and Roofing | 9.58.5.3 | Providing and fixing on wall face Unplasticised - PVC moulded fittings/ accessories for Unplasticised Rigid PVC rain water pipes conforming to IS: 13592 Type A, including jointing with seal ring conforming to IS: 5382, leaving 1 O mm gap for thermal expansion | 150 mm bend | Each | 145
Hoisting and Roofing | 9.58.6.1 | Providing and fixing on wall face Unplasticised - PVC moulded fittings/ accessories for Unplasticised Rigid PVC rain water pipes conforming to IS: 13592 Type A, including jointing with seal ring conforming to IS: 5382, leaving 1 O mm gap for thermal expansion | 75 mm Shoe | Each | 56
Hoisting and Roofing | 9.58.6.2 | Providing and fixing on wall face Unplasticised - PVC moulded fittings/ accessories for Unplasticised Rigid PVC rain water pipes conforming to IS: 13592 Type A, including jointing with seal ring conforming to IS: 5382, leaving 1 O mm gap for thermal expansion | 110 mm Shoe | Each | 88
Hoisting and Roofing | 9.58.6.3 | Providing and fixing on wall face Unplasticised - PVC moulded fittings/ accessories for Unplasticised Rigid PVC rain water pipes conforming to IS: 13592 Type A, including jointing with seal ring conforming to IS: 5382, leaving 1 O mm gap for thermal expansion | 150 mm Shoe | Each | 126
Hoisting and Roofing | 9.59.1 | Providing and fixing Unplasticised -PVC pipe clips of approved design to Unplasticised - PVC rain water pipes by means of 50x50x50 mm hard wood plugs, screwed with M.S. screws of required length, including cutting brick work and fixing in cement mortar 1:4 (1 cement: 4 coarse sand) and making good the wall etc. complete | 75 mm | Each | 158
Hoisting and Roofing | 9.59.2 | Providing and fixing Unplasticised -PVC pipe clips of approved design to Unplasticised - PVC rain water pipes by means of 50x50x50 mm hard wood plugs, screwed with M.S. screws of required length, including cutting brick work and fixing in cement mortar 1:4 (1 cement: 4 coarse sand) and making good the wall etc. complete | 110 mm | Each | 165
Hoisting and Roofing | 9.59.3 | Providing and fixing Unplasticised -PVC pipe clips of approved design to Unplasticised - PVC rain water pipes by means of 50x50x50 mm hard wood plugs, screwed with M.S. screws of required length, including cutting brick work and fixing in cement mortar 1:4 (1 cement: 4 coarse sand) and making good the wall etc. complete | 150 mm | Each | 172
Hoisting and Roofing | 9.60 | Providing and fixing to the inlet mouth of rain water pipe cast iron grating 15 cm diameter and weighing not less than 440 grams |  | Each | 39
Hoisting and Roofing | 9.61 | Providing and fixing to the inlet mouth of rain water pipe PTMT (an Engineering Thermoplastic) grating square (Slit) 150 mm square with a height of 8 mm and weighing not less than 100 gms |  | Each | 91
Hoisting and Roofing | 9.62.1 | Providing and fixing M.S. holder bat clamps of approved design to C.I. or S.C.I. rain water pipes embedded in and including cement concrete blocks 10x10x10 cm of 1:2:4 mix (1 cement: 2 coarse sand: 4 graded stone aggregate 20 mm nominal size) and cost of cutting holes and making good the walls etc | 100 mm diameter | Each | 162
Hoisting and Roofing | 9.62.2 | Providing and fixing M.S. holder bat clamps of approved design to C.I. or S.C.I. rain water pipes embedded in and including cement concrete blocks 10x10x10 cm of 1:2:4 mix (1 cement: 2 coarse sand: 4 graded stone aggregate 20 mm nominal size) and cost of cutting holes and making good the walls etc | 150 mm diameter | Each | 181
Hoisting and Roofing | 9.63.1 | Providing lead caulked joints to sand cast iron rain water pipes and fittings | 100 mm dia Pipe | Each | 272
Hoisting and Roofing | 9.63.2 | Providing lead caulked joints to sand cast iron rain water pipes and fittings | 150 mm dia Pipe | Each | 387
Hoisting and Roofing | 9.64.1.1 | Providing, fixing and embedding sand cast iron accessories for rain water pipes in the masonry surrounded with 12 mm thick cement mortar of the same mix, as that of masonry (lead caulking will be paid for separately) — Sand cast iron plain shoes | 150 mm diameter CEMENT CONCRETE FLOORING | Each | 386
Flooring and Dados | 10.1 | Providing and laying of base course of floors consisting of 100 mm thick cement 1:8:1 6 and 100 mm sand or stone filling |  | Sqm | 291
Flooring and Dados | 10.1.1 | Re-compacting excavated soil in plinth under floors, including watering, ramming, consolidating and dressing complete |  | Cum | 82
Flooring and Dados | 10.2 | Supplying and filling in plinth with sand (conforming to zone-IV, IS 1542) under floors, including watering, ramming, consolidating and dressing complete |  | Cum | 925
Flooring and Dados | 10.3 | Supplying and providing of Tangri River Sand under floors Including watering and compaction in 25cm layers, dressing etc. complete In all respects (As per item 10.2) |  | Cum | 553
Flooring and Dados | 10.4 | Providing and laying of screed of 50 mm thick cement concrete 1:8:16 to be laid below the topping |  | Sqm | 98
Flooring and Dados | 10.5 | Providing and laying of screed of 40 mm thick cement concrete 1:8:16 to be laid below the topping |  | Sqm | 77
Flooring and Dados | 10.6 | Providing and laying of screed of 40 mm thick cement concrete 1: 4:8 to be laid below the topping |  | Sqm | 103
Flooring and Dados | 10.7 | Providing and laying of conglomerate floor 50mm thick cement concrete topping 1:2:4 |  | Sqm | 242
Flooring and Dados | 10.8 | Providing and laying of conglomerate floor 40mm thick cement concrete topping 1:2:4 |  | Sqm | 203
Flooring and Dados | 10.9 | Providing and laying of Conglomerate floor 25 mm thick cement concrete 1:2:4 on 100 mm cement concrete 1:8:16 and 100 mm sand or stone filling |  | Sqm | 383
Flooring and Dados | 10.10.1 | Providing and laying Cement concrete flooring 1: 2:4 (1 cement: 2 coarse sand: 4 graded stone aggregate) finished with a floating coat of neat cement, including cement slurry, but excluding the cost of nosing of steps etc. complete | 40 mm thick with 20 mm nominal size stone aggregate | Sqm | 300
Flooring and Dados | 10.10.2 | Providing and laying Cement concrete flooring 1: 2:4 (1 cement: 2 coarse sand: 4 graded stone aggregate) finished with a floating coat of neat cement, including cement slurry, but excluding the cost of nosing of steps etc. complete | 25 mm thick with 12 mm nominal size stone aggregate | Sqm | 188
Flooring and Dados | 10.11 | Providing and laying of 52 mm thick cement concrete flooring with concrete hardener topping, under layer 40 mm thick cement concrete 1:2:4 (1 cement: 2 coarse sand: 4 graded stone aggregate 20 mm nominal size) and top layer 12 mm thick cement hardener consisting of mix 1:2 (1 cement hardener mix: 2 graded stone aggregate 6 mm nominal size) by volume, hardening compound mixed @ 2 litre per 50 kg of cement or as per manufacturer's specifications. This includes cost of cement slurry, but excluding the cost of nosing of steps etc. complete |  | Sqm | 437
Flooring and Dados | 10.12 | Providing and laying of 62 mm thick cement concrete flooring with concrete hardener topping, under layer 50 mm thick cement concrete 1: 2:4 (1 cement: 2 coarse sand: 4 graded stone aggregate 20mm nominal size) and top layer 12mm thick cement hardener consisting of mix 1: 2 (1 cement hardener mix: 2 graded stone aggregate, 6mm nominal size) by volume, hardening compound mixed @ 2 litre per 50 kg of cement or as per manufacture's specifications. This includes cost of cement slurry, but excluding the cost of nosing of steps etc. complete |  | Sqm | 473
Flooring and Dados | 10.13.1 | Providing and laying cement plaster skirting up to 30 cm height, with cement mortar 1: 3 (1 cement: 3 coarse sand), finished with a floating coat of neat cement | 18 mm thick | Sqm | 294
Flooring and Dados | 10.14 | Providing a floating coat of 1.50 mm thick neat cement laid in one operation to the topping |  | Sqm | 33
Flooring and Dados | 10.15 | Extra for using hardener at top surface (3.5Kg /sqm) of trimix M25 to finish surface complete in all respect |  | Sqm | 191
Flooring and Dados | 10.16 | Providing and laying cement concrete pavement with 1: 2:4 (1 cement: 2 coarse sand: 4 graded stone aggregate 20 mm nominal size), including finishing complete |  | Cum | 4162
Flooring and Dados | 10.17 | Providing and laying polythene sheet under CC M-25 in road and parking complete in all respect |  | Sqm | 25
Flooring and Dados | 10.18 | Extra for making chequers (2mm deep) of approved pattern on cement concrete floors, steps, landing, pavements etc. TERRAZO FLOORING |  | Sqm | 29
Flooring and Dados | 10.19.1 | Providing and laying of 40 mm thick marble chips flooring rubbed and polished to granolithic finish, under layer 34 mm thick cement concrete 1:2:4 (1 cement: 2 coarse sand: 4 graded stone aggregate 12.5 mm nominal size) and top layer 6mm thick with white, black, chocolate, grey, yellow or green marble chips of sizes from 1 mm to 4 mm nominal size, laid in cement marble powder mix 3: 1 (3 cement: 1 marble powder) by weight in proportion of 4:7 (4 cement marble powder mix: 7 marble chips) by volume, including cement slurry etc. complete | Dark shade pigment with ordinary cement | Sqm | 535
Flooring and Dados | 10.19.2 | Providing and laying of 40 mm thick marble chips flooring rubbed and polished to granolithic finish, under layer 34 mm thick cement concrete 1:2:4 (1 cement: 2 coarse sand: 4 graded stone aggregate 12.5 mm nominal size) and top layer 6mm thick with white, black, chocolate, grey, yellow or green marble chips of sizes from 1 mm to 4 mm nominal size, laid in cement marble powder mix 3: 1 (3 cement: 1 marble powder) by weight in proportion of 4:7 (4 cement marble powder mix: 7 marble chips) by volume, including cement slurry etc. complete | Light shade pigment with white cement | Sqm | 564
Flooring and Dados | 10.19.3 | Providing and laying of 40 mm thick marble chips flooring rubbed and polished to granolithic finish, under layer 34 mm thick cement concrete 1:2:4 (1 cement: 2 coarse sand: 4 graded stone aggregate 12.5 mm nominal size) and top layer 6mm thick with white, black, chocolate, grey, yellow or green marble chips of sizes from 1 mm to 4 mm nominal size, laid in cement marble powder mix 3: 1 (3 cement: 1 marble powder) by weight in proportion of 4:7 (4 cement marble powder mix: 7 marble chips) by volume, including cement slurry etc. complete | Medium shade pigment with 50% white cement and 50% ordinary | Sqm | 546
Flooring and Dados | 10.19.4 | Providing and laying of 40 mm thick marble chips flooring rubbed and polished to granolithic finish, under layer 34 mm thick cement concrete 1:2:4 (1 cement: 2 coarse sand: 4 graded stone aggregate 12.5 mm nominal size) and top layer 6mm thick with white, black, chocolate, grey, yellow or green marble chips of sizes from 1 mm to 4 mm nominal size, laid in cement marble powder mix 3: 1 (3 cement: 1 marble powder) by weight in proportion of 4:7 (4 cement marble powder mix: 7 marble chips) by volume, including cement slurry etc. complete | White cement without any pigment | Sqm | 536
Flooring and Dados | 10.19.5 | Providing and laying of 40 mm thick marble chips flooring rubbed and polished to granolithic finish, under layer 34 mm thick cement concrete 1:2:4 (1 cement: 2 coarse sand: 4 graded stone aggregate 12.5 mm nominal size) and top layer 6mm thick with white, black, chocolate, grey, yellow or green marble chips of sizes from 1 mm to 4 mm nominal size, laid in cement marble powder mix 3: 1 (3 cement: 1 marble powder) by weight in proportion of 4:7 (4 cement marble powder mix: 7 marble chips) by volume, including cement slurry etc. complete | Light shade pigment with ordinary cement | Sqm | 531
Flooring and Dados | 10.19.6 | Providing and laying of 40 mm thick marble chips flooring rubbed and polished to granolithic finish, under layer 34 mm thick cement concrete 1:2:4 (1 cement: 2 coarse sand: 4 graded stone aggregate 12.5 mm nominal size) and top layer 6mm thick with white, black, chocolate, grey, yellow or green marble chips of sizes from 1 mm to 4 mm nominal size, laid in cement marble powder mix 3: 1 (3 cement: 1 marble powder) by weight in proportion of 4:7 (4 cement marble powder mix: 7 marble chips) by volume, including cement slurry etc. complete | Ordinary cement without any pigment | Sqm | 508
Flooring and Dados | 10.20.1 | Providing and laying of 40 mm thick marble chips flooring, rubbed and polished to granolithic finish, under layer 31 mm thick cement concrete 1:2:4 (1 cement: 2 coarse sand: 4 graded stone aggregate 12.5 mm nominal size) and top layer 9 mm thick with white, black, chocolate, grey, yellow or green marble chips of sizes from 4 mm to 7 mm nominal size, laid in cement marble powder mix 3: 1 (3 cement: 1 marble powder) by weight in proportion of 4:7 (4 cement marble powder: 7 marble chips) by volume, including cement slurry etc. complete | Dark shade pigment with Ordinary cement | Sqm | 571
Flooring and Dados | 10.20.2 | Providing and laying of 40 mm thick marble chips flooring, rubbed and polished to granolithic finish, under layer 31 mm thick cement concrete 1:2:4 (1 cement: 2 coarse sand: 4 graded stone aggregate 12.5 mm nominal size) and top layer 9 mm thick with white, black, chocolate, grey, yellow or green marble chips of sizes from 4 mm to 7 mm nominal size, laid in cement marble powder mix 3: 1 (3 cement: 1 marble powder) by weight in proportion of 4:7 (4 cement marble powder: 7 marble chips) by volume, including cement slurry etc. complete | Light shade pigment with white cement | Sqm | 613
Flooring and Dados | 10.20.3 | Providing and laying of 40 mm thick marble chips flooring, rubbed and polished to granolithic finish, under layer 31 mm thick cement concrete 1:2:4 (1 cement: 2 coarse sand: 4 graded stone aggregate 12.5 mm nominal size) and top layer 9 mm thick with white, black, chocolate, grey, yellow or green marble chips of sizes from 4 mm to 7 mm nominal size, laid in cement marble powder mix 3: 1 (3 cement: 1 marble powder) by weight in proportion of 4:7 (4 cement marble powder: 7 marble chips) by volume, including cement slurry etc. complete | Medium shade pigment with 50% white cement and 50% ordinary | Sqm | 587
Flooring and Dados | 10.20.4 | Providing and laying of 40 mm thick marble chips flooring, rubbed and polished to granolithic finish, under layer 31 mm thick cement concrete 1:2:4 (1 cement: 2 coarse sand: 4 graded stone aggregate 12.5 mm nominal size) and top layer 9 mm thick with white, black, chocolate, grey, yellow or green marble chips of sizes from 4 mm to 7 mm nominal size, laid in cement marble powder mix 3: 1 (3 cement: 1 marble powder) by weight in proportion of 4:7 (4 cement marble powder: 7 marble chips) by volume, including cement slurry etc. complete | White cement without any pigment | Sqm | 577
Flooring and Dados | 10.20.5 | Providing and laying of 40 mm thick marble chips flooring, rubbed and polished to granolithic finish, under layer 31 mm thick cement concrete 1:2:4 (1 cement: 2 coarse sand: 4 graded stone aggregate 12.5 mm nominal size) and top layer 9 mm thick with white, black, chocolate, grey, yellow or green marble chips of sizes from 4 mm to 7 mm nominal size, laid in cement marble powder mix 3: 1 (3 cement: 1 marble powder) by weight in proportion of 4:7 (4 cement marble powder: 7 marble chips) by volume, including cement slurry etc. complete | Light shade pigment with ordinary cement | Sqm | 567
Flooring and Dados | 10.20.6 | Providing and laying of 40 mm thick marble chips flooring, rubbed and polished to granolithic finish, under layer 31 mm thick cement concrete 1:2:4 (1 cement: 2 coarse sand: 4 graded stone aggregate 12.5 mm nominal size) and top layer 9 mm thick with white, black, chocolate, grey, yellow or green marble chips of sizes from 4 mm to 7 mm nominal size, laid in cement marble powder mix 3: 1 (3 cement: 1 marble powder) by weight in proportion of 4:7 (4 cement marble powder: 7 marble chips) by volume, including cement slurry etc. complete | Ordinary cement without any pigment | Sqm | 528
Flooring and Dados | 10.21.1 | Providing and laying of 40 mm thick marble chips flooring, rubbed and polished to granolithic finish, under layer 28 mm thick cement concrete 1:2:4 (1 cement: 2 coarse sand: 4 graded stone aggregate 12.5 mm nominal size) and top layer 12 mm thick with white, black, chocolate, grey yellow or green marble chips of sizes from 7 mm to 10 mm nominal size, laid in cement marble powder mix 3: 1 (3 cement: 1 marble powder) by weight in proportion of 2:3 (2 cement marble powder mix: 3 marble chips) by volume, including cement slurry etc. complete | Dark shade pigment with ordinary cement | Sqm | 598
Flooring and Dados | 10.21.2 | Providing and laying of 40 mm thick marble chips flooring, rubbed and polished to granolithic finish, under layer 28 mm thick cement concrete 1:2:4 (1 cement: 2 coarse sand: 4 graded stone aggregate 12.5 mm nominal size) and top layer 12 mm thick with white, black, chocolate, grey yellow or green marble chips of sizes from 7 mm to 10 mm nominal size, laid in cement marble powder mix 3: 1 (3 cement: 1 marble powder) by weight in proportion of 2:3 (2 cement marble powder mix: 3 marble chips) by volume, including cement slurry etc. complete | Light shade pigment with white cement | Sqm | 656
Flooring and Dados | 10.21.3 | Providing and laying of 40 mm thick marble chips flooring, rubbed and polished to granolithic finish, under layer 28 mm thick cement concrete 1:2:4 (1 cement: 2 coarse sand: 4 graded stone aggregate 12.5 mm nominal size) and top layer 12 mm thick with white, black, chocolate, grey yellow or green marble chips of sizes from 7 mm to 10 mm nominal size, laid in cement marble powder mix 3: 1 (3 cement: 1 marble powder) by weight in proportion of 2:3 (2 cement marble powder mix: 3 marble chips) by volume, including cement slurry etc. complete | Medium shade pigment with 50% white cement and 50% ordinary | Sqm | 621
Flooring and Dados | 10.21.4 | Providing and laying of 40 mm thick marble chips flooring, rubbed and polished to granolithic finish, under layer 28 mm thick cement concrete 1:2:4 (1 cement: 2 coarse sand: 4 graded stone aggregate 12.5 mm nominal size) and top layer 12 mm thick with white, black, chocolate, grey yellow or green marble chips of sizes from 7 mm to 10 mm nominal size, laid in cement marble powder mix 3: 1 (3 cement: 1 marble powder) by weight in proportion of 2:3 (2 cement marble powder mix: 3 marble chips) by volume, including cement slurry etc. complete | White cement without any pigment | Sqm | 616
Flooring and Dados | 10.21.5 | Providing and laying of 40 mm thick marble chips flooring, rubbed and polished to granolithic finish, under layer 28 mm thick cement concrete 1:2:4 (1 cement: 2 coarse sand: 4 graded stone aggregate 12.5 mm nominal size) and top layer 12 mm thick with white, black, chocolate, grey yellow or green marble chips of sizes from 7 mm to 10 mm nominal size, laid in cement marble powder mix 3: 1 (3 cement: 1 marble powder) by weight in proportion of 2:3 (2 cement marble powder mix: 3 marble chips) by volume, including cement slurry etc. complete | Light shade pigment with ordinary cement | Sqm | 591
Flooring and Dados | 10.21.6 | Providing and laying of 40 mm thick marble chips flooring, rubbed and polished to granolithic finish, under layer 28 mm thick cement concrete 1:2:4 (1 cement: 2 coarse sand: 4 graded stone aggregate 12.5 mm nominal size) and top layer 12 mm thick with white, black, chocolate, grey yellow or green marble chips of sizes from 7 mm to 10 mm nominal size, laid in cement marble powder mix 3: 1 (3 cement: 1 marble powder) by weight in proportion of 2:3 (2 cement marble powder mix: 3 marble chips) by volume, including cement slurry etc. complete | Ordinary cement without any pigment | Sqm | 550
Flooring and Dados | 10.22.1 | Providing and fixing glass strips in joints of terrazzo/ cement concrete floors | 40 mm wide and 4 mm thick | Metre | 49
Flooring and Dados | 10.23 | Extra for laying terrazzo flooring on staircase treads not exceeding 30 cm in width, including cost of forming, nosing etc |  | Sqm | 30
Flooring and Dados | 10.24.1 | Providing and laying of crazy marble stone flooring, including filling the gaps with light shade pigment with white cement marble powder mixture (3 parts of white cement: 1 part of marble powder) by weight in proportion of 4:7 (4 cement marble powder mix: 7 white, black or white and black marble chips of sizes from 1 mm to4 mm nominal size by volume), with under layer 25 mm thick cement concrete 1: 2:4 (1 cement: 2 coarse sand: 4 graded stone aggregate 12.5 mm nominal size), including rubbing, polishing and cement sluny etc. complete | 18 mm thick crazy marble stone white, black or as specified | Sqm | 572
Flooring and Dados | 10.25.1.1 | Providing and laying of marble chips skirting up to 30 cm height, rubbed and polished to granolithic finish, top layer 6 mm thick with white, black, chocolate, grey, yellow or green marble chips of sizes from smallest to 4 mm nominal size, laid in cement marble powder mix 3:1 (3 cement: 1 marble powder) by weight in proportion of 4:7 (4 cement marble powder mix: 7 marble chips) by volume | Dark shade pigment with ordinary cement | Sqm | 533
Flooring and Dados | 10.25.1.2 | Providing and laying of marble chips skirting up to 30 cm height, rubbed and polished to granolithic finish, top layer 6 mm thick with white, black, chocolate, grey, yellow or green marble chips of sizes from smallest to 4 mm nominal size, laid in cement marble powder mix 3:1 (3 cement: 1 marble powder) by weight in proportion of 4:7 (4 cement marble powder mix: 7 marble chips) by volume | Light shade pigment with white cement | Sqm | 563
Flooring and Dados | 10.25.1.3 | Providing and laying of marble chips skirting up to 30 cm height, rubbed and polished to granolithic finish, top layer 6 mm thick with white, black, chocolate, grey, yellow or green marble chips of sizes from smallest to 4 mm nominal size, laid in cement marble powder mix 3:1 (3 cement: 1 marble powder) by weight in proportion of 4:7 (4 cement marble powder mix: 7 marble chips) by volume | Medium shade pigment with 50% white cement | Sqm | 545
Flooring and Dados | 10.25.1.4 | Providing and laying of marble chips skirting up to 30 cm height, rubbed and polished to granolithic finish, top layer 6 mm thick with white, black, chocolate, grey, yellow or green marble chips of sizes from smallest to 4 mm nominal size, laid in cement marble powder mix 3:1 (3 cement: 1 marble powder) by weight in proportion of 4:7 (4 cement marble powder mix: 7 marble chips) by volume | White cement without any pigment | Sqm | 542
Flooring and Dados | 10.25.1.5 | Providing and laying of marble chips skirting up to 30 cm height, rubbed and polished to granolithic finish, top layer 6 mm thick with white, black, chocolate, grey, yellow or green marble chips of sizes from smallest to 4 mm nominal size, laid in cement marble powder mix 3:1 (3 cement: 1 marble powder) by weight in proportion of 4:7 (4 cement marble powder mix: 7 marble chips) by volume | Light shade pigment with ordinary cement | Sqm | 530
Flooring and Dados | 10.25.1.6 | Providing and laying of marble chips skirting up to 30 cm height, rubbed and polished to granolithic finish, top layer 6 mm thick with white, black, chocolate, grey, yellow or green marble chips of sizes from smallest to 4 mm nominal size, laid in cement marble powder mix 3:1 (3 cement: 1 marble powder) by weight in proportion of 4:7 (4 cement marble powder mix: 7 marble chips) by volume | Ordinary cement without any pigment TILE FLOORING | Sqm | 507
Flooring and Dados | 10.26.1 | Providing and laying of precast terrazzo tiles 20 to 22 mm thick with graded marble chips of size up to 12 mm, laid in floors, and landings, jointed with neat cement sluny mixed with pigment to match the shade of the tiles, including rubbing and polishing complete, on 20 mm thick bed of cement mortar 1: 4 (1 cement4: coarse sand) | Light shade pigment using white cement | Sqm | 893
Flooring and Dados | 10.26.2 | Providing and laying of precast terrazzo tiles 20 to 22 mm thick with graded marble chips of size up to 12 mm, laid in floors, and landings, jointed with neat cement sluny mixed with pigment to match the shade of the tiles, including rubbing and polishing complete, on 20 mm thick bed of cement mortar 1: 4 (1 cement4: coarse sand) | Medium shade pigment using 50% white cement and 50% ordinary cement | Sqm | 845
Flooring and Dados | 10.26.3 | Providing and laying of precast terrazzo tiles 20 to 22 mm thick with graded marble chips of size up to 12 mm, laid in floors, and landings, jointed with neat cement sluny mixed with pigment to match the shade of the tiles, including rubbing and polishing complete, on 20 mm thick bed of cement mortar 1: 4 (1 cement4: coarse sand) | Dark shade pigment using ordinary cement | Sqm | 804
Flooring and Dados | 10.26.4 | Providing and laying of precast terrazzo tiles 20 to 22 mm thick with graded marble chips of size up to 12 mm, laid in floors, and landings, jointed with neat cement sluny mixed with pigment to match the shade of the tiles, including rubbing and polishing complete, on 20 mm thick bed of cement mortar 1: 4 (1 cement4: coarse sand) | Ordinary cement without any pigment | Sqm | 750
Flooring and Dados | 10.27 | Extra if terrazzo tiles are laid in treads of steps not exceeding3 0 cm in width |  | Sqm | 49
Flooring and Dados | 10.28.1 | Providing and laying of precast terrazzo tiles 20 to2 2 mm thick with graded marble chips of sizes up to 12 mm, in skirting and risers of steps not exceeding 30 cm in height, on 12 mm thick cement plaster 1:3 (1 cement: 3 coarse sand), jointed with neat cement slurry mixed with pigment to match the shade of the tiles, including rubbing and polishing complete with tiles of | Light shade pigment using white cement | Sqm | 901
Flooring and Dados | 10.28.2 | Providing and laying of precast terrazzo tiles 20 to2 2 mm thick with graded marble chips of sizes up to 12 mm, in skirting and risers of steps not exceeding 30 cm in height, on 12 mm thick cement plaster 1:3 (1 cement: 3 coarse sand), jointed with neat cement slurry mixed with pigment to match the shade of the tiles, including rubbing and polishing complete with tiles of | Medium shades pigment using 50% white cement and 50% ordinary cement | Sqm | 843
Flooring and Dados | 10.28.3 | Providing and laying of precast terrazzo tiles 20 to2 2 mm thick with graded marble chips of sizes up to 12 mm, in skirting and risers of steps not exceeding 30 cm in height, on 12 mm thick cement plaster 1:3 (1 cement: 3 coarse sand), jointed with neat cement slurry mixed with pigment to match the shade of the tiles, including rubbing and polishing complete with tiles of | Dark shade pigment using ordinary cement | Sqm | 796
Flooring and Dados | 10.28.4 | Providing and laying of precast terrazzo tiles 20 to2 2 mm thick with graded marble chips of sizes up to 12 mm, in skirting and risers of steps not exceeding 30 cm in height, on 12 mm thick cement plaster 1:3 (1 cement: 3 coarse sand), jointed with neat cement slurry mixed with pigment to match the shade of the tiles, including rubbing and polishing complete with tiles of | Ordinary cement without any pigment | Sqm | 728
Flooring and Dados | 10.29.1 | Providing and laying of chequered terrazzo tiles 20 to 22 mm thick with graded marble chips of size up to 6 mm in floors, jointed with neat cement sluny mixed with pigment to match the shade of the tiles, including rubbing and polishing complete, on 20 mm thick bed of cement mortar 1 4: (1 cement:4 coarse sand) | Light shade pigment using white cement | Sqm | 879
Flooring and Dados | 10.29.2 | Providing and laying of chequered terrazzo tiles 20 to 22 mm thick with graded marble chips of size up to 6 mm in floors, jointed with neat cement sluny mixed with pigment to match the shade of the tiles, including rubbing and polishing complete, on 20 mm thick bed of cement mortar 1 4: (1 cement:4 coarse sand) | Medium shade pigment using 50% white cement, 50% ordinary cement | Sqm | 888
Flooring and Dados | 10.29.3 | Providing and laying of chequered terrazzo tiles 20 to 22 mm thick with graded marble chips of size up to 6 mm in floors, jointed with neat cement sluny mixed with pigment to match the shade of the tiles, including rubbing and polishing complete, on 20 mm thick bed of cement mortar 1 4: (1 cement:4 coarse sand) | Dark shade pigment using ordinary cement | Sqm | 818
Flooring and Dados | 10.29.4 | Providing and laying of chequered terrazzo tiles 20 to 22 mm thick with graded marble chips of size up to 6 mm in floors, jointed with neat cement sluny mixed with pigment to match the shade of the tiles, including rubbing and polishing complete, on 20 mm thick bed of cement mortar 1 4: (1 cement:4 coarse sand) | Ordinary cement without any pigment | Sqm | 737
Flooring and Dados | 10.30.1 | Providing and laying of chequered precast cement concrete tiles 22 mm thick in footpath & courtyard, jointed with neat cement slurry mixed with pigment to match the shade of tiles, including rubbing and cleaning etc. complete, on 20 mm thick bed of cement mortar 1:4 (1 cement: 4 coarse sand) | Light shade pigment using white cement | Sqm | 958
Flooring and Dados | 10.30.2 | Providing and laying of chequered precast cement concrete tiles 22 mm thick in footpath & courtyard, jointed with neat cement slurry mixed with pigment to match the shade of tiles, including rubbing and cleaning etc. complete, on 20 mm thick bed of cement mortar 1:4 (1 cement: 4 coarse sand) | Medium shade pigment using 50% white cement 50% Grey cement | Sqm | 844
Flooring and Dados | 10.30.3 | Providing and laying of chequered precast cement concrete tiles 22 mm thick in footpath & courtyard, jointed with neat cement slurry mixed with pigment to match the shade of tiles, including rubbing and cleaning etc. complete, on 20 mm thick bed of cement mortar 1:4 (1 cement: 4 coarse sand) | Dark shade pigment using ordinary cement | Sqm | 673
Flooring and Dados | 10.30.4 | Providing and laying of chequered precast cement concrete tiles 22 mm thick in footpath & courtyard, jointed with neat cement slurry mixed with pigment to match the shade of tiles, including rubbing and cleaning etc. complete, on 20 mm thick bed of cement mortar 1:4 (1 cement: 4 coarse sand) | Ordinary cement without any pigment | Sqm | 592
Flooring and Dados | 10.31.1.1 | Providing and fixing 10 mm thick acid and/or alkali resistant tiles of approved make and colour using acid and/or alkali resisting mortar bedding, and joints filled with acid and/or alkali resisting cement as per IS: 4457, complete as per the direction of Engineer-in- Charge — In flooring on a bed of 1 O mm thick mortar 1: 4 ( 1 acid proof cement: 4 coarse sand) | Acid and alkali resistant tile | Sqm | 1133
Flooring and Dados | 10.31.2.1 | Providing and fixing 10 mm thick acid and/or alkali resistant tiles of approved make and colour using acid and/or alkali resisting mortar bedding, and joints filled with acid and/or alkali resisting cement as per IS: 4457, complete as per the direction of Engineer-in- Charge — In dado/skirting on 12 mm thick mortar 1:4 (1 acid proof cement: 4 coarse sand) | Acid and alkali resistant tile | Sqm | 1196
Flooring and Dados | 10.32.1.1 | Providing and laying of tile work in skirting, risers of steps and dado up to 2 m height over 12 mm thick bed of cement mortar 1: 3 (1 cement:3 coarse sand) and jointed with grey cement slurry @ 3.3 kg/sqm, including pointing in white cement mixed with pigment of matching shade complete — Marble tiles (polished) Raj Nagar | 8 mm thick BRICK FLOORING | Sqm | 887
Flooring and Dados | 10.33.1 | Providing and laying of brick on edge flooring with bricks of class designation 7.5 on a bed of 12 mm cement mortar, including filling the joints with same mortar, with common burnt clay non modular bricks | 1: 4 ( 1 cement: 4 coarse sand) | Sqm | 646
Flooring and Dados | 10.33.2 | Providing and laying of brick on edge flooring with bricks of class designation 7.5 on a bed of 12 mm cement mortar, including filling the joints with same mortar, with common burnt clay non modular bricks | 1: 6 ( 1c ement: 6 coarse sand) | Sqm | 615
Flooring and Dados | 10.34 | Providing and laying dry brick on edge flooring in required pattern with bricks of class designation 7.5 on a bed of 12 mm mud mortar, including filling joints with Jamuna sand, with common burnt clay non modular bricks |  | Sqm | 531
Flooring and Dados | 10.35.1 | FLAT BRICK OR TILE FLOORING | Providing and laying of flat brick or tile flooring with bricks of class designation 7.5 laid in cement sand mortar 1:4 on 100 mm thick cement concrete 1:8:16 and 100 mm sand filling and cement pointing 1:2 on top | Sqm | 614
Flooring and Dados | 10.35.2 | FLAT BRICK OR TILE FLOORING | Providing and laying of flat brick or tile flooring with bricks of class designation 7.5 laid dry over a bed of 6 mm thick cement sand mortar 1:6 grouted with cement sand mortar 1:4 and top surface to be left clean after wire brushing | Sqm | 374
Flooring and Dados | 10.36 | Brick on end in soil/edging in required pattern with bricks of class designation KOTA STONE FLOORING |  | Rmt | 61
Flooring and Dados | 10.37.1 | Providing and fixing of Kota stone slab flooring over 20 mm (average) thick base laid over and jointed with grey cement slurry mixed with pigment to match the shade of the slab, including rubbing and polishing complete with base of cement mortar 1: 4 ( 1 cement: 4 coarse sand) | 25 mm thick | Sqm | 885
Flooring and Dados | 10.38 | Providing and fixing of Kota stone slabs 20 mm thick in risers of steps, skirting, dado and pillars laid on 12 mm (average) thick cement mortar 1:3 (1 cement: 3 coarse sand) and jointed with grey cement slurry mixed with pigment to match the shade of the slabs, including rubbing and polishing complete. SAND STONE FLOORING |  | Sqm | 936
Flooring and Dados | 10.39.1 | Providing and fixing of 40 mm thick fine dressed stone flooring over 20 mm (average) thick base of cement mortar 1:5 (1 cement: 5 coarse sand) with joints finished flush | Red sand stone | Sqm | 602
Flooring and Dados | 10.40.1 | Providing and fixing of 40 mm thick fine dressed stone flooring over 20 mm (average) thick base of cement mortar 1:5 (1 cement: 5 coarse sand), including pointing with cement mortar 1:2 (1 cement: 2 stone dust) with an admixture of pigment to match the shade of stone | Red sand stone | Sqm | 597
Flooring and Dados | 10.41.1 | Providing and fixing of 40 mm thick rubbed stone flooring over 20 mm (average) thick base of cement mortar 1:5 (1 cement: 5 coarse sand) with joints 3 mm thick, side buttered with cement mortar 1:2 (1 cement: 2 stone dust) admixed with pigment to match the shade of stone and pointing with same mortar | Red sand stone | Sqm | 637
Flooring and Dados | 10.42 | Extra for pre finished nosing in treads of steps of Kota stone/ sand stone slab |  | Metre | 69
Flooring and Dados | 10.43 | Extra for Kota stone/ sand stone in treads of steps and risers using single length up to 1.05 metre. MARBLE STONE FLOORING |  | Sqm | 16
Flooring and Dados | 10.44.1 | Providing and fixing of marble stone flooring with 16 mm thick marble stone, as per sample of marble approved by Engineer-in-charge, over 20 mm (average) thick base of cement mortar 1:4 (1 cement: 4 coarse sand) laid and jointed with grey cement slurry, including rubbing and polishing complete with | Makrana white second quality | Sqm | 2546
Flooring and Dados | 10.44.2 | Providing and fixing of marble stone flooring with 16 mm thick marble stone, as per sample of marble approved by Engineer-in-charge, over 20 mm (average) thick base of cement mortar 1:4 (1 cement: 4 coarse sand) laid and jointed with grey cement slurry, including rubbing and polishing complete with | Raj Nagar plain | Sqm | 1306
Flooring and Dados | 10.44.3 | Providing and fixing of marble stone flooring with 16 mm thick marble stone, as per sample of marble approved by Engineer-in-charge, over 20 mm (average) thick base of cement mortar 1:4 (1 cement: 4 coarse sand) laid and jointed with grey cement slurry, including rubbing and polishing complete with | Agaria White | Sqm | 2053
Flooring and Dados | 10.44.4 | Providing and fixing of marble stone flooring with 16 mm thick marble stone, as per sample of marble approved by Engineer-in-charge, over 20 mm (average) thick base of cement mortar 1:4 (1 cement: 4 coarse sand) laid and jointed with grey cement slurry, including rubbing and polishing complete with | Black Zebra | Sqm | 1754
Flooring and Dados | 10.44.5 | Providing and fixing of marble stone flooring with 16 mm thick marble stone, as per sample of marble approved by Engineer-in-charge, over 20 mm (average) thick base of cement mortar 1:4 (1 cement: 4 coarse sand) laid and jointed with grey cement slurry, including rubbing and polishing complete with | Udaipur green marble | Sqm | 1336
Flooring and Dados | 10.44.6 | Providing and fixing of marble stone flooring with 16 mm thick marble stone, as per sample of marble approved by Engineer-in-charge, over 20 mm (average) thick base of cement mortar 1:4 (1 cement: 4 coarse sand) laid and jointed with grey cement slurry, including rubbing and polishing complete with | Pink plain marble | Sqm | 1373
Flooring and Dados | 10.45 | Extra for pre finished nosing to treads of steps of marble stone |  | Metre | 261
Flooring and Dados | 10.46 | Extra for marble stone flooring in treads of steps and risers using single length up to 2.00 metre |  | Sqm | 325
Flooring and Dados | 10.47 | Providing and laying Baroda Green marble stone 17mm and above thick in risers of step, skirting, dado, pillars and wall lining included matching the grains of marble slab in any pattern as specified laid over 12mm thick cement sand mortar 1:3 and jointed with white cement slurry mixed with pigment to match the shade of marble including rubbing and polishing. The rates are for all heights / storey. The sample shall be got approved from Engineer In Charge |  | Sqm | 1359
Flooring and Dados | 10.48 | Providing and laying Baroda Green marble stone 17mm and above thick flooring included matching the grains of marble slab in any pattern as specified laid over 12mm thick cement sand mortar 1:3 and jointed with white slurry mixed with pigment to match the shade of marble including rubbing and polishing. The rates are for all heights / storey. The sample shall be got approved from Engineer In Charge. GRANITE FLOORING |  | Sqm | 1329
Flooring and Dados | 10.49.1 | Providing and laying flamed finish Granite stone flooring in required design and patterns, in linear as well as curvilinear portions of the building all complete as per the architectural drawings with 18 mm thick stone slab over 20 mm (average) thick base of cement mortar 1:4 (1 cement: 4 coarse sand) laid and jointed with cement slurry and pointing with white cement slurry admixed with pigment of matching shade including rubbing, curing and polishing etc. all complete as specified and as directed by the Engineer-in- Charge | Flamed finish granite stone slab Jet Black, Cherry Red, Elite Brown, Cat Eye or equivalent | Sqm | 1970
Flooring and Dados | 10.50.1 | Providing and laying Polished Granite stone flooring in required design and patterns, in linear as well as curvilinear portions of the building all complete as per the architectural drawings with 18 mm thick stone slab over 20 mm (average) thick base of cement mortar 1:4 (1 cement: 4 coarse sand) laid and jointed with cement slurry and pointing with white cement slurry admixed with pigment of matching shade including rubbing, curing and polishing etc. all complete as specified and as directed by the Engineer-in-Charge | Polished Granite stone slab jet Black, Cherry Red, Elite Brown, Cat Eye or equivalent | Sqm | 3031
Flooring and Dados | 10.51 | Providing and fixing granite stone in all shades 15mm to 18 mm thick in skirting /dado, risers of steps, pillars and wall facing, laid in any pattern as specified over base of 12mm thick cement coarse sand mortar 1:3 and jointed with white cement slurry mixed with pigment to match the shade of Granite including labour for fixing cramps pins and dowels etc. ITALIAN MARBLE STONE FLOORING |  | Sqm | 2838
Flooring and Dados | 10.52.1 | Providing and laying machine cut, mirror polished, Italian Marble stone flooring laid in required pattern in linear portion of the building all complete as per architectural drawings, with 18 mm thick stone slab laid over 20 mm (average) thick base of cement mortar 1:4 (1 cement: 4 coarse sand) laid and jointed with white cement slurry @ 4.4 kg/sqm including pointing with white cement slurry admixed with pigment to match the marble shade including rubbing, curing and polishing etc. all complete as specified and as directed by the Engineer-in-Charge | 18 mm thick Italian Marble stone slab, Per1ato, Rosso verona, Fire Red or Dark Emperadore etc | Sqm | 2838
Flooring and Dados | 10.53.1 | Providing and laying machine cut, mirror polished Marble stone flooring, in required design (Simple geometrical, abstract etc.) and in patterns in combination with Italian marble stones of different colours, shades and finished surface texture etc., in linear portions of the building, all complete as per the architectural drawings, with 18 mm thick stone slab laid over 20 mm (average) thick base of cement mortar 1:4 (1 cement: 4 coarse sand) laid and jointed with white cement slurry @ 4.4 kg/sqm, including pointing with white cement slurry admixed with pigment to match the marble shade, including rubbing, curing and polishing etc. all complete as specified and as directed by the Engineer-in-Charge | 18 mm thick Italian Marble stone slab, Per1ato, Rosso verona, Fire Red or Dark Emperadore etc. WOODEN FLOORING | Sqm | 5548
Flooring and Dados | 10.54.1 | Providing and fixing 25 mm wooden planking, tongued and grooved in flooring, including fixing with iron screws complete with | Second class teak wood | Sqm | 3833
Flooring and Dados | 10.54.2 | Providing and fixing 25 mm wooden planking, tongued and grooved in flooring, including fixing with iron screws complete with | Second class deodar wood | Sqm | 2519
Flooring and Dados | 10.56 | Providing and fixing M.S. angle 50x50x5 mm to act as nosing with lugs of M.S. flat 10x5 mm, 10 cm long, forked at end 60cm apart (minimum three lugs to be provided), including necessary welding and applying a priming coat of approved primer on exposed surface etc. complete. CERAMIC GLAZED TILES |  | KG | 103
Flooring and Dados | 10.57 | Providing and laying Ceramic glazed floor tiles of size 300x300 mm (thickness to be specified by the manufacturer) of 1st quality conforming to IS: 15622 of approved make in colours such as White, Ivory, Grey, Fume Red Brown, laid on 20 mm thick cement mortar 1:4 (1 Cement: 4 Coarse sand), Jointing with grey cement slurry @ 3.3 kg/sqm including pointing the joints with white cement and matching pigment etc., complete |  | Sqm | 599
Flooring and Dados | 10.58 | Providing and fixing 1st quality ceramic glazed wall tiles conforming to IS: 15622 (thickness to be specified by the manufacturer ) of approved make in all colours, shades except burgundy, bottle green, black of any size as approved by Engineer-in-Charge in skirting, risers of steps and dados over 12 mm thick bed of cement Mortar 1:3 (1 cement: 3 coarse sand) and jointing with grey cement slurry @ 3.3kg per sqm including pointing in white cement mixed with pigment of matching shade complete |  | Sqm | 603
Flooring and Dados | 10.59 | Providing and laying Ceramic glazed floor tiles of size 300x300 mm (thickness to be specified by the manufacturer), of 1st quality conforming to IS: 15622, of approved make, in all colours, shades, except White, Ivory, Grey, Fume Red Brown, laid on 20 mm thick bed of cement mortar 1: 4 (1 Cement: 4 Coarse sand), jointing with grey cement slurry @ 3.3 kg/ sqm including pointing the joints with white cement and matching pigments etc., complete |  | Sqm | 667
Flooring and Dados | 10.60 | Providing and laying rectified Glazed Ceramic floor tiles of size 300x300 mm or more (thickness to be specified by the manufacturer), of 1st quality conforming to IS: 15622, of approved make, in colours White, Ivory, Grey, Fume Red Brown, laid on 20 mm thick cement mortar 1:4 (1 Cement: 4 Coarse sand), jointing with grey cement slurry @ 3.3 kg/ sqm including grouting the joints with white cement and matching pigments etc., complete |  | Sqm | 767
Flooring and Dados | 10.61 | Providing and laying rectified Glazed Ceramic floor tiles of size 300x300 mm or more (thickness to be specified by the manufacturer), of 1st quality conforming to IS: 15622, of approved make, in all colours, shades, except White, Ivory, Grey, Fume Red Brown, laid on 20 mm thick Cement Mortar 1:4 (1 Cement: 4 Coarse sand), jointing with grey cement slurry @ 3.3 kg/ sqm including pointing the joints with white cement and matching pigments etc., complete |  | Sqm | 847
Flooring and Dados | 10.62 | Providing and fixing 1st quality ceramic glazed wall tiles conforming to IS: 15622 (thickness to be specified by the manufacturer), of approved make, in all colours, shades except burgundy, bottle green, black of any size as approved by Engineer-in-Charge, in skirting, risers of steps and dados, over 12 mm thick bed of cement mortar 1:3 (1 cement: 3 coarse sand) and jointing with grey cement slurry@ 3.3kg per sqm, including pointing in white cement mixed with pigment of matching shade complete. VITRIFIED FLOOR TILES |  | Sqm | 638
Flooring and Dados | 10.63.1 | Providing and laying vitrified floor tiles in different sizes (thickness to be specified by the manufacturer) with water absorption less than 0.08% and conforming to IS: 15622, of approved make, in all colours and shades, laid on 20mm thick cement mortar 1: 4 (1 cement: 4 coarse sand), jointing with grey cement slurry @ 3.3 kg/ sqm including grouting the joints with white cement and matching pigments etc., complete | Size of Tile 500x500 mm | Sqm | 958
Flooring and Dados | 10.63.2 | Providing and laying vitrified floor tiles in different sizes (thickness to be specified by the manufacturer) with water absorption less than 0.08% and conforming to IS: 15622, of approved make, in all colours and shades, laid on 20mm thick cement mortar 1: 4 (1 cement: 4 coarse sand), jointing with grey cement slurry @ 3.3 kg/ sqm including grouting the joints with white cement and matching pigments etc., complete | Size of Tile 600x600 mm | Sqm | 1105
Flooring and Dados | 10.63.3 | Providing and laying vitrified floor tiles in different sizes (thickness to be specified by the manufacturer) with water absorption less than 0.08% and conforming to IS: 15622, of approved make, in all colours and shades, laid on 20mm thick cement mortar 1: 4 (1 cement: 4 coarse sand), jointing with grey cement slurry @ 3.3 kg/ sqm including grouting the joints with white cement and matching pigments etc., complete | Size of Tile 800x800 mm | Sqm | 1304
Flooring and Dados | 10.63.4 | Providing and laying vitrified floor tiles in different sizes (thickness to be specified by the manufacturer) with water absorption less than 0.08% and conforming to IS: 15622, of approved make, in all colours and shades, laid on 20mm thick cement mortar 1: 4 (1 cement: 4 coarse sand), jointing with grey cement slurry @ 3.3 kg/ sqm including grouting the joints with white cement and matching pigments etc., complete | Size of Tile 1000x1000 mm | Sqm | 1503
Flooring and Dados | 10.64 | Deduct for not using 20 mm thick cement mortar 1: 4 (1 cement: 4 coarse sand) bedding in laying of floor tiles and jointing with grey cement slurry @ 3.3 kg/ sqm |  | Sqm | 331
Flooring and Dados | 10.65 | Providing and fixing glazed/ Ceramic/ Vitrified floor tiles with cement based high polymer modified quick-set tile adhesive (Water based) conforming to IS: 15477, in average 3mm thickness |  | Sqm | 282
Flooring and Dados | 10.66 | Providing and laying of crazy ceramic tile flooring, with under layer 12 mm thick cement mortar 1: 4 (1 cement: 4 coarse sand), with joints not exceeding 5 mm, including filling the gaps with ordinary cement mixture & mixing with synthetic polyester fibre, triangular in shape having specific gravity of 1.34 to 1.40, cross section size ranging from 10 to 40 micron & length up to 6 mm, mixing fibre @ 125 grams per 50 kg of cement in cement mortar, including providing and mixing water proofing material in mortar @ 1 kg per 50 kg of cement, all complete as per direction of Engineer-in-charge |  | Sqm | 389
Flooring and Dados | 10.67.1 | Providing and laying Vitrified tiles in different sizes (thickness to be specified by manufacturer), with water absorption less than 0.08 % and conforming to I.S. 15622, of approved make, in all colours & shade, in skirting, riser of steps, over 12 mm thick bed of cement mortar 1:3 (1 cement: 3 coarse sand), jointing with grey cement slurry @ 3.3 kg/ sqm including grouting the joint with white cement & matching pigments etc. complete | Size of Tile 500x500 mm | Sqm | 977
Flooring and Dados | 10.67.2 | Providing and laying Vitrified tiles in different sizes (thickness to be specified by manufacturer), with water absorption less than 0.08 % and conforming to I.S. 15622, of approved make, in all colours & shade, in skirting, riser of steps, over 12 mm thick bed of cement mortar 1:3 (1 cement: 3 coarse sand), jointing with grey cement slurry @ 3.3 kg/ sqm including grouting the joint with white cement & matching pigments etc. complete | Size of Tile 600x600 mm | Sqm | 1124
Flooring and Dados | 10.67.3 | Providing and laying Vitrified tiles in different sizes (thickness to be specified by manufacturer), with water absorption less than 0.08 % and conforming to I.S. 15622, of approved make, in all colours & shade, in skirting, riser of steps, over 12 mm thick bed of cement mortar 1:3 (1 cement: 3 coarse sand), jointing with grey cement slurry @ 3.3 kg/ sqm including grouting the joint with white cement & matching pigments etc. complete | Size of Tile 800x800 mm | Sqm | 1323
Flooring and Dados | 10.67.4 | Providing and laying Vitrified tiles in different sizes (thickness to be specified by manufacturer), with water absorption less than 0.08 % and conforming to I.S. 15622, of approved make, in all colours & shade, in skirting, riser of steps, over 12 mm thick bed of cement mortar 1:3 (1 cement: 3 coarse sand), jointing with grey cement slurry @ 3.3 kg/ sqm including grouting the joint with white cement & matching pigments etc. complete | Size of Tile 1000x1000 mm | Sqm | 1523
Flooring and Dados | 10.68 | Providing and fixing glazed screen printed border tile 75mm wide having thickness 5mm, of approved quality & make, in all shades, design and prints, in dado, over 12mm thick bed of cement mortar 1:3 (1 Cement: 3 Coarse sand) and jointing with grey cement slurry @ 3.3 kg/sqm including pointing |  | Metre | 133
Flooring and Dados | 10.69.1 | Providing and laying Vitrified tiles in different sizes (thickness to be specified by the manufacturer), with water absorption less than 0.08% and conforming to IS: 15622, of approved brand & manufacturer, in all colours and shade, in skirting, riser of steps, laid with cement based high polymer modified quick -· | Size of Tile 500x500 mm | Sqm | 1064
Flooring and Dados | 10.69.2 | Providing and laying Vitrified tiles in different sizes (thickness to be specified by the manufacturer), with water absorption less than 0.08% and conforming to IS: 15622, of approved brand & manufacturer, in all colours and shade, in skirting, riser of steps, laid with cement based high polymer modified quick -· | Size of Tile 600x600 mm | Sqm | 1211
Flooring and Dados | 10.69.3 | Providing and laying Vitrified tiles in different sizes (thickness to be specified by the manufacturer), with water absorption less than 0.08% and conforming to IS: 15622, of approved brand & manufacturer, in all colours and shade, in skirting, riser of steps, laid with cement based high polymer modified quick -· | Size of Tile BOOxBOO mm | Sqm | 1410
Flooring and Dados | 10.69.4 | Providing and laying Vitrified tiles in different sizes (thickness to be specified by the manufacturer), with water absorption less than 0.08% and conforming to IS: 15622, of approved brand & manufacturer, in all colours and shade, in skirting, riser of steps, laid with cement based high polymer modified quick -· | Size of Tile 1000x1000 mm | Sqm | 1610
Flooring and Dados | 10.70.1 | Extra for grouting the joints of floor tiles having joints of 3 mm width, using epoxy grout mix of 0.70 kg of organic coated filler of desired shade (0.10 kg of hardener and 0.20 kg of resin per kg), including filling / grouting and finishing complete as per direction of Engineer-in-charge | Size of Tile 500x500 mm | Sqm | 188
Flooring and Dados | 10.70.2 | Extra for grouting the joints of floor tiles having joints of 3 mm width, using epoxy grout mix of 0.70 kg of organic coated filler of desired shade (0.10 kg of hardener and 0.20 kg of resin per kg), including filling / grouting and finishing complete as per direction of Engineer-in-charge | Size of Tile 600x600 mm | Sqm | 157
Flooring and Dados | 10.70.3 | Extra for grouting the joints of floor tiles having joints of 3 mm width, using epoxy grout mix of 0.70 kg of organic coated filler of desired shade (0.10 kg of hardener and 0.20 kg of resin per kg), including filling / grouting and finishing complete as per direction of Engineer-in-charge | Size of Tile BOOxBOO mm | Sqm | 126
Flooring and Dados | 10.70.4 | Extra for grouting the joints of floor tiles having joints of 3 mm width, using epoxy grout mix of 0.70 kg of organic coated filler of desired shade (0.10 kg of hardener and 0.20 kg of resin per kg), including filling / grouting and finishing complete as per direction of Engineer-in-charge | Size of Tile 1000x1000 mm | Sqm | 90
Flooring and Dados | 10.71.1 | Providing and laying Vitrified tiles in floor with different sizes (thickness to be specified by the manufacturer), with water absorption less than 0.06% and conforming to IS:15622, of approved brand & manufacturer, in all colours and shade, laid with cement based high polymer modified quick set tile adhesive (water based) conforming to IS: 15477, in average 6 mm thickness, including grouting of joints (Payment for grouting of joints to be made separately) | Size of Tile 500x500 mm | Sqm | 1011
Flooring and Dados | 10.71.2 | Providing and laying Vitrified tiles in floor with different sizes (thickness to be specified by the manufacturer), with water absorption less than 0.06% and conforming to IS:15622, of approved brand & manufacturer, in all colours and shade, laid with cement based high polymer modified quick set tile adhesive (water based) conforming to IS: 15477, in average 6 mm thickness, including grouting of joints (Payment for grouting of joints to be made separately) | Size of Tile 600x600 mm | Sqm | 1157
Flooring and Dados | 10.71.3 | Providing and laying Vitrified tiles in floor with different sizes (thickness to be specified by the manufacturer), with water absorption less than 0.06% and conforming to IS:15622, of approved brand & manufacturer, in all colours and shade, laid with cement based high polymer modified quick set tile adhesive (water based) conforming to IS: 15477, in average 6 mm thickness, including grouting of joints (Payment for grouting of joints to be made separately) | Size of Tile BOOxBOO mm | Sqm | 1357
Flooring and Dados | 10.71.4 | Providing and laying Vitrified tiles in floor with different sizes (thickness to be specified by the manufacturer), with water absorption less than 0.06% and conforming to IS:15622, of approved brand & manufacturer, in all colours and shade, laid with cement based high polymer modified quick set tile adhesive (water based) conforming to IS: 15477, in average 6 mm thickness, including grouting of joints (Payment for grouting of joints to be made separately) | Size of Tile 1000x1000 mm | Sqm | 1557
Flooring and Dados | 10.72 | Deduct for not grouting the joints with white cement and matching pigment in the items of fixing of vitrified tiles |  | Sqm | 4
Flooring and Dados | 10.73 | Providing and fixing ceramic & Glazed tiles/ vitrified tiles/ of any size of approved make in floors / dados, laid in any pattern as specified over base of 3 mm thick adhesive of reputed brands as per IS specification 15477-2004 using 5 Kg. adhesive per sqm area of tiles and jointed with white cement slurry mixed with pigment to match the shade of tiles excluding cost of tiles |  | Sqm | 1396
Flooring and Dados | 10.74 | Using ready mixed polymer modified based on grey cement/ white cement tile adhesive 3mm to 4mm thick for Ceramic and Vitrified tiles for wall and floors Technical Specifications: i) Mix Density - 1. 7 to 1.8 kgnitre ii) Tensile Adhesion a) Dry conditions (24hrs) - Minimum 750N b) Wet Conditions (7daysdry+7 days in water)- Min. 450N iii) Shear Adhesion a) Dry adhesion (24hrs) - Minimum 8 KN b) Wet adhesion (24hrs) - Minimum 4KN CC INTERLOCKING PAVER BLOCKS |  | Sqm | 120
Flooring and Dados | 10.75 | Providing and laying 50mm thick factory made cement concrete inter1ocking paver block of M -30 grade made by block making machine with strong vibratory compaction, of approved size, design & shape, laid in required colour and pattern over (BIS 15658:2006) and including 50mm thick compacted bed of coarse sand, filling the joints with line sand etc. all complete as per the direction of Engineer-in-charge |  | Sqm | 569
Flooring and Dados | 10.76 | Providing and laying 60mm thick factory made cement concrete inter1ocking paver block of M -30 grade made by block making machine with strong vibratory compaction, of approved size, design & shape, laid in required colour and pattern over (BIS 15658:2006) and including 50mm thick compacted bed of coarse sand, filling the joints with line sand etc. all complete as per the direction of Engineer-in-charge |  | Sqm | 623
Flooring and Dados | 10.77 | Providing and laying 80mm thick factory made cement concrete inter1ocking paver block of M -35 grade made by block making machine with strong vibratory compaction, of approved size, design & shape, laid in required colour and pattern over (BIS 15658:2006) and including 60mm thick compacted bed of coarse sand, filling the joints with line sand etc. all complete as per the direction of Engineer-in-charge |  | Sqm | 713
Flooring and Dados | 10.78 | Providing and laying 100mm thick factory made cement concrete inter1ocking paver block of M -35 grade made by block making machine with strong vibratory compaction, of approved size, design & shape, laid in required colour and pattern over (BIS 15658:2006) and including 60mm thick compacted bed of coarse sand, filling the joints with line sand etc. all complete as per the direction of Engineer-in-charge. PVC/LINOLEUM FLOORING |  | Sqm | 743
Flooring and Dados | 10.79 | Providing and laying plain coloured 3.20 mm thick linoleum covering to floors laid dry |  | Sqm | 640
Flooring and Dados | 10.80 | Extra on item No.10.79, if linoleum of exact size is used |  | Sqm | 702
Flooring and Dados | 10.81.1 | Providing and fixing of P.V.C.(vinyl) asbestos tiles as per I.S.3461-1961 coloured and marbled or mottled finish flooring on a smooth and damp proof base using adhesive as recommended by manufacturer including rolling with light wooden roller weighing about 5 kg complete in all respect as desired by Engineer-in-Charge | 2 mm thick | Sqm | 676
Flooring and Dados | 10.81.2 | Providing and fixing of P.V.C.(vinyl) asbestos tiles as per I.S.3461-1961 coloured and marbled or mottled finish flooring on a smooth and damp proof base using adhesive as recommended by manufacturer including rolling with light wooden roller weighing about 5 kg complete in all respect as desired by Engineer-in-Charge | 3 mm thick | Sqm | 744
Flooring and Dados | 10.82.1 | Providing and fixing of P.V.C. sheet flexible type conforming to I.S.3462-1966 flooring plain coloured marble or mottled finish on a smooth damp proof base laid with adhesive recommended by manufacturer including pressing the sheet with a suitable tool to get a smooth surface all complete as directed by the Engineer-in-Charge | 1.50 mm thick | Sqm | 466
Flooring and Dados | 10.82.2 | Providing and fixing of P.V.C. sheet flexible type conforming to I.S.3462-1966 flooring plain coloured marble or mottled finish on a smooth damp proof base laid with adhesive recommended by manufacturer including pressing the sheet with a suitable tool to get a smooth surface all complete as directed by the Engineer-in-Charge | 2.00 mm thick | Sqm | 520
Flooring and Dados | 10.82.3 | Providing and fixing of P.V.C. sheet flexible type conforming to I.S.3462-1966 flooring plain coloured marble or mottled finish on a smooth damp proof base laid with adhesive recommended by manufacturer including pressing the sheet with a suitable tool to get a smooth surface all complete as directed by the Engineer-in-Charge | 2.50 mm thick | Sqm | 568
Flooring and Dados | 10.82.4 | Providing and fixing of P.V.C. sheet flexible type conforming to I.S.3462-1966 flooring plain coloured marble or mottled finish on a smooth damp proof base laid with adhesive recommended by manufacturer including pressing the sheet with a suitable tool to get a smooth surface all complete as directed by the Engineer-in-Charge | 3.00 mm thick | Sqm | 602
Flooring and Dados | 10.82.5 | Providing and fixing of P.V.C. sheet flexible type conforming to I.S.3462-1966 flooring plain coloured marble or mottled finish on a smooth damp proof base laid with adhesive recommended by manufacturer including pressing the sheet with a suitable tool to get a smooth surface all complete as directed by the Engineer-in-Charge | 4.00 mm thick | Sqm | 636
Flooring and Dados | 10.82.6 | Providing and fixing of P.V.C. sheet flexible type conforming to I.S.3462-1966 flooring plain coloured marble or mottled finish on a smooth damp proof base laid with adhesive recommended by manufacturer including pressing the sheet with a suitable tool to get a smooth surface all complete as directed by the Engineer-in-Charge | 5.00 mm thick GLASS/ ALUMINIUM/ PVC STRIPS IN FLOORING | Sqm | 670
Flooring and Dados | 10.83.1 | Providing and fixing aluminium strips 2 mm thick completew ith nails in floors | 40 mmwide | Metre | 84
Flooring and Dados | 10.83.2 | Providing and fixing aluminium strips 2 mm thick completew ith nails in floors | 32mmWide | Metre | 71
Flooring and Dados | 10.83.3 | Providing and fixing aluminium strips 2 mm thick completew ith nails in floors | 25mmwide | Metre | 58
Flooring and Dados | 10.84.1 | Providing and fixing glass strips, 3 mm thick in terrazzo/ cement concrete floors | 40 mmwide | Metre | 33
Flooring and Dados | 10.84.2 | Providing and fixing glass strips, 3 mm thick in terrazzo/ cement concrete floors | 32mmwide | Metre | 29
Flooring and Dados | 10.84.3 | Providing and fixing glass strips, 3 mm thick in terrazzo/ cement concrete floors | 25mmwide | Metre | 26
Flooring and Dados | 10.85.1 | Providing and fi xing glass strips,4 mm thick in terrazzo/ cement concrete floors | 40 mmwide | Metre | 40
Flooring and Dados | 10.85.2 | Providing and fi xing glass strips,4 mm thick in terrazzo/ cement concrete floors | 32mmwide | Metre | 35
Flooring and Dados | 10.85.3 | Providing and fi xing glass strips,4 mm thick in terrazzo/ cement concrete floors | 25mmwide | Metre | 30
Flooring and Dados | 10.86 | Providing and fixing glass strips, 5.5 mm thick 40mm wide in floors |  | Metre | 53
Flooring and Dados | 10.87.1 | Providing and fixing P.V.C. strips, 40mm wide in floors | 4m m thick | Metre | 85
Flooring and Dados | 10.87.2 | Providing and fixing P.V.C. strips, 40mm wide in floors | 5.5m m thick OTHER MISCELLANEOUS ITEMS USED FOR FLOORING | Metre | 99
Flooring and Dados | 10.88 | Providing of stamping or making grooves for a depth of 2 mm on top of steps in stair case |  | Sqm | 36
Flooring and Dados | 10.89 | Providing and fixing flat iron strips 40 mm x 3 mm thick in flooring (in stepping of floors) including cutting, straightening and fixing with nails etc. complete fixed in position |  | Metre | 76
Flooring and Dados | 10.90 | Providing and fixing of gun metal cramps 15m m x 6 mm, 16.5 cm long as per design including cost of mortar |  | Each | 57
Flooring and Dados | 10.91 | Providing and fixing of copper pins 7.5 cm long of 6mm diameter including cost of mortar |  | Each | 16
Flooring and Dados | 10.92 | Providing and fixing of stone dowel 10mm x 5x 2.50 cm cut to double wedge shape as per design including cost of mortar |  | Each | 10
Flooring and Dados | 10.93 | Providing and Laying of P.O.P on floors with polythene sheet, cleaning, wiping floor and mixing of POP with water on the polythene sheet and removing it after completion and disposing off the same complete in all respects as per direction of Engineer-in-Charge |  | Sqm | 8
Flooring and Dados | 10.94 | Providing and filling on joint 6 mm x 8 mm with Epoxy in Kota Stone flooring / Walls with 2.61 Kg/ 9.29 sqm. complete in all respects as per direction of Engineer-in-Charge |  | Sqm | 341
Flooring and Dados | 10.95 | Providing and laying 50 0x 50 0x 40 mm thick Turf paver (Turf pave XD) on 150 mm thick sub grade of compacted bed of 20 mm thick nominal size stone aggregate and base course and filling with 150 mm thick jamuna sand, including spreading, well ramming, consolidating and finishing smooth etc. all complete as per direction of Engineer-in-charge |  | Sqm | 1018
Flooring and Dados | 10.96 | Providing and fixing Glass mosaic tiles on finished plain wall surface of size 20 mm x 20 mm x 4 mm in all colour, design, fixing in customize design as per direction of Engineer-in- Charge. The glass mosaic tiles to be fixed on the wall surfacew ith the help of approved adhesive applied at the rate of 2.5 kg per sqm and grouting of the same. The rate is inclusive of all operation, material and required pattern approved by Engineer-in- Charge |  | Sqm | 2968
Flooring and Dados | 10.97.1 | Providing and fixing removable raised/false access flooring with system and its components of approved make for different plenum height with possible height adjustment up to 50 mm, comprising of modular load bearing floor panels supported on G.I. rectangular stinger frame work and G.I. Pedestal etc. all complete, as per the architectural drawings, as specified and as directed by Engineer-in-charge consisting of: (a) Providing at required spacing to form modular framework, pedestals made out of GI tube of thickness minimum 2 mm and 25 mm outer diameter, fully welded on to the G.I. Base plate of size 100mm x 100mm x 3mm at the bottom of the pedestal tube, G.I. pedestal head of size 75mmx75mmx3.5 mm welded with GI fully threaded stud 16mm outer diameter with two GI Check nuts screwed on the stud for level adjustment up to 50mm, locking and stabilizing the pedestal head in position at the required level. The pedestals shall be fixed to the subfloor (base) through base plate using epoxy based adhesive of approved make or the machine screw with rawl plug. (b) Stringers system in all steel construction hot dipped galvanized of rectangular size 570x20x30x0.80mm thick having holes at both ends for securing the stringers on to the pedestal head using fully threaded screws ensuring maximum lateral stability in all directions, the grid formed by the pedestal and stringer assembly shall receive the floor panel, this system shall provide adequate solid, rigid support for access floor panel, the system shall provide a minimum clear uninterrupted clearance between the bottom of the floor for electrical conduits and wiring etc. all complete as per the architectural drawings, as specified and as directed by the Engineer-in­ charge. (c) Providing and fixing Access Floor panel of 600x600x32 mm medium grade Filled Steel anti static high pressure Lamination of 800H grade (FS800H). Access Floor panel shall be steel welded construction with an enclosed bottom pan with uniform pattern of 64 hemispherical cones. The top and bottom plates of Steel Gauges: top 0.6 mm and bottom 0. 7 mm fused spot welded together (minimum 64 welds in each dome and 20 welds along each flange). The panel should be Corroresist epoxy coated for lifetime rust protection and cavity formed by the top and bottom plate is filled with Pyrogrip non-combustible Portland cementitious core mixed with lightweight foaming compound. The access floor shall be factory finished with Anti-static High Pressure laminate with Non Warp technology up to 1m m thickness for superior adhesion and Surface flatness within 0.75mm.The panel is to withstand a Concentrated Load of 363 kgs applied on area 25mm x 25mm without collapse in the centre of the panel which is placed on four steel blocks. The panel will withstand and Uniformly Distributed Load (UDL) minimum 1250 kg/sqm and an impact load of 50kg all complete as per the approved manufacturers specification and as per the direction of Engineer-in­ charge. All specification must be printed on the side of the panel to ensure the quality of the product | 300 mm Finished Floor Height (FFH) | Sqm | 4672
Flooring and Dados | 10.97.2 | Providing and fixing removable raised/false access flooring with system and its components of approved make for different plenum height with possible height adjustment up to 50 mm, comprising of modular load bearing floor panels supported on G.I. rectangular stinger frame work and G.I. Pedestal etc. all complete, as per the architectural drawings, as specified and as directed by Engineer-in-charge consisting of: (a) Providing at required spacing to form modular framework, pedestals made out of GI tube of thickness minimum 2 mm and 25 mm outer diameter, fully welded on to the G.I. Base plate of size 100mm x 100mm x 3mm at the bottom of the pedestal tube, G.I. pedestal head of size 75mmx75mmx3.5 mm welded with GI fully threaded stud 16mm outer diameter with two GI Check nuts screwed on the stud for level adjustment up to 50mm, locking and stabilizing the pedestal head in position at the required level. The pedestals shall be fixed to the subfloor (base) through base plate using epoxy based adhesive of approved make or the machine screw with rawl plug. (b) Stringers system in all steel construction hot dipped galvanized of rectangular size 570x20x30x0.80mm thick having holes at both ends for securing the stringers on to the pedestal head using fully threaded screws ensuring maximum lateral stability in all directions, the grid formed by the pedestal and stringer assembly shall receive the floor panel, this system shall provide adequate solid, rigid support for access floor panel, the system shall provide a minimum clear uninterrupted clearance between the bottom of the floor for electrical conduits and wiring etc. all complete as per the architectural drawings, as specified and as directed by the Engineer-in­ charge. (c) Providing and fixing Access Floor panel of 600x600x32 mm medium grade Filled Steel anti static high pressure Lamination of 800H grade (FS800H). Access Floor panel shall be steel welded construction with an enclosed bottom pan with uniform pattern of 64 hemispherical cones. The top and bottom plates of Steel Gauges: top 0.6 mm and bottom 0. 7 mm fused spot welded together (minimum 64 welds in each dome and 20 welds along each flange). The panel should be Corroresist epoxy coated for lifetime rust protection and cavity formed by the top and bottom plate is filled with Pyrogrip non-combustible Portland cementitious core mixed with lightweight foaming compound. The access floor shall be factory finished with Anti-static High Pressure laminate with Non Warp technology up to 1m m thickness for superior adhesion and Surface flatness within 0.75mm.The panel is to withstand a Concentrated Load of 363 kgs applied on area 25mm x 25mm without collapse in the centre of the panel which is placed on four steel blocks. The panel will withstand and Uniformly Distributed Load (UDL) minimum 1250 kg/sqm and an impact load of 50kg all complete as per the approved manufacturers specification and as per the direction of Engineer-in­ charge. All specification must be printed on the side of the panel to ensure the quality of the product | 450 mm Finished Floor Height (FFH) | Sqm | 4952
Flooring and Dados | 10.98 | Providing and fixing Grass paver block of required strength and thickness on 25 mm thick compacted bed of sand and filling the joint with sand complete in all respect |  | Sqm | 1342
Flooring and Dados | 10.99 | Providing and fixing covel stone/garden stone of size 150 mm x 150 mm laid in 20 mm thick cement mortar 1: 3 including grouting the joint with white cement and matching pigment complete in all respect (Covel/Garden stone to be as per manufacturer's specifications to be got approved from Engineer-in­ charge) |  | Sqm | 2138
Flooring and Dados | 10.100.1 | Cement Concrete 1:8:16 Flooring | Cement Concrete 1:8:16 with Over burnt (Jhama) Brick Aggregate: 90 mm to 40 mm size in foundation and plinth | Cum | 1934
Flooring and Dados | 10.100.2 | Cement Concrete 1:8:16 Flooring | Cement Concrete 1:8:16 with stone aggregate 40 mm size in foundation and plinth | Cum | 2086
Flooring and Dados | 10.101 | Providing & laying Epoxy Flooring 2mm thick ( overall thickness) with self levelling with Hi-build epoxy primer 100 micron thickness, self leveling epoxy screed 900 micron thickness, FQ sand and self levelling epoxy top coat having thickness 1000 micrones with all materials as mentioned I required to provide desired finish to the entire satisfaction of the Engineer in charge, |  | Sqm | 665
Flooring and Dados | 10.102 | Providing & laying Epoxy Flooring 1.5 mm thick ( overall thickness) with self levelling with Hi- build epoxy primer 100 micron thickness, self leveling epoxy screed 500 micron thickness, FQ sand and self levelling epoxy top coat having thickness 900 microns with all materials as mentioned / required to provide desired finish to the entire satisfaction of Engineer in charge, |  | Sqm | 637
Flooring and Dados | 10.103 | Providing & laying Epoxy Flooring 1.1 mm thick ( overall thickness) with self levelling with Hi- build epoxy primer 100 micron thickness and self levelling epoxy top coat having thickness 1000 microns with all materials as mentioned /required to provide desired finish to the entire satisfaction of Engineer in charge, |  | Sqm | 456
Flooring and Dados | 10.104 | Mirror polishing on marble work/Granite work/stone work whereever reqired to give high gloss finish complete |  | Sqm | 288
Flooring and Dados | 10.105 | Providing and laying matt finished vitrified tile of size 100x100x16mm having water absorption less than 0.5% and conforming to IS: 15622 of approved make in all colours and shades in out door floors such as footpath, court yard multi models etc., laid on 20mm thick base of cement mortar 1:4 (1 cement: 4 coarse sand) in all shapes & patterns including grouting the joints with white cement mixed with matching pigments etc. complete as direction of Engineer- in-Charge |  | Sqm | 1797
Flooring and Dados | 10.106 | Providing and laying matt finished vitrified tile of size 300x300x9.8mm having with water absorption less than 0.5% and conforming to IS: 15622 of approved make in all colours and shades in for outdoor floors such as footpath, court yard, multi modals location etc., laid on 20mm thick base of cement mortar 1:4 (1 cement: 4 coarse sand) in all shapes & patterns including grouting the joints with white cement mixed with matching pigments etc. complete as per direction of Engineer-in-Charge |  | Sqm | 1082
Flooring and Dados | 10.107 | Providing and laying tactile tile (for vision impaired persons as per standards) of size 300x300x9.8mm having with water absorption less than 0.5% and conforming to IS:15622 of approved make in all colours and shades in for outdoor floors such as footpath, court yard, multi modals location etc., laid on 20mm thick base of cement mortar 1:4 (1 cement: 4 coarse sand) in all shapes & patterns including grouting the joints with white cement mixed with matching pigments etc. complete as per direction of Engineer-in-Charge |  | Sqm | 1797
Flooring and Dados | 10.108 | Providing and fixing 10x10x7.50 cm Granite stone block hand cut and chisel dressed on top, for paving in floors, drains etc. laid over 20mm thick base mortar 1:4 (1 cement: 4 coarse sand) with joints 10mm wide filled with same mortar including ruled pointing etc. complete as per direction of engineer-in- charge |  | Sqm | 1473
Flooring and Dados | 10.109 | Providing and laying gang saw cut 30 mm thick, mirror polished pre moulded and pre polished machine cut granite stone of required size and shape of approved shade, colour and texture in footpath, flooring in road side plazas and similar locations, laid over 20mm thick base of cement mortar 1:4 (1 cement: 4 coarse sand) including grouting the joints with white cement mixed with matching pigment, epoxy touch ups etc. complete as per direction of Enaineer-in-CharQe. Note:- Rates for external plaster are for height up to 10m from ground &IMIM CEMENT PLASTER |  | Sqm | 4117
Finishing Works | 11.3 | Neat cement punning. CEMENT PLASTER (IN FINE SAND) |  | Sqm | 33
Finishing Works | 11.13.1 | Cement plaster 1:3 (1 cement: 3 coarse sand) finished with a floating coat of neat cement | 12 mm cement plaster | Sqm | 138
Finishing Works | 11.13.2 | Cement plaster 1:3 (1 cement: 3 coarse sand) finished with a floating coat of neat cement | 20 mm cement plaster | Sqm | 203
Finishing Works | 11.17 | Providing and fixing of chicken wire mesh for avoiding cracks in plaster with necessary nail/screws etc. complete in all respect to the entire satisfaction of engineer-in-charge CEMENT PLASTER IN TWO COATS |  | Sqm | 262
Finishing Works | 11.24 | White Cement based polymer modified self curing compound in powder form used for levelling and plastering material, applied on red bricks, Flyash bricks, MC & Concrete blocks for internal and external work. Technical Specifications: i) Degree Of Whiteness (in terms of reflection) ->80% ii) Bulk density - 1.4 to 1. 5 kg/litre iii) Pot life - 110-180 minutes iv) Water retentivity ->95% v) Compressive strength @28 days> 10N/mm2 vi) Water absorption 30 minutes @ 28 days - <0.8 POINTING ON BRICK WORK |  | Sqm | 108
Finishing Works | 11.25.1 | Pointing on brick work or brick flooring with cement mortar 1:3 (1 cement: 3 fine sand) | Flush / Ruled/ Struck or weathered pointing | Sqm | 50
Finishing Works | 11.25.2 | Pointing on brick work or brick flooring with cement mortar 1:3 (1 cement: 3 fine sand) | Raised and cut pointing POINTING ON TILE BRICK WORK | Sqm | 105
Finishing Works | 11.26.1 | Pointing on tile brick work with cement mortar 1:3 (1 cement: 3 fine sand) | Flush/ Ruled/ Struck or weathered pointing POINTING ON STONE WORK | Sqm | 51
Finishing Works | 11.27.1 | Pointing on stone work with cement mortar 1:3 (1 cement: 3 fine sand) | Flush/ Ruled pointing | Sqm | 66
Finishing Works | 11.27.2 | Pointing on stone work with cement mortar 1:3 (1 cement: 3 fine sand) | Raised and cut pointing | Sqm | 130
Finishing Works | 11.28 | Raised and cut pointing on stone work in white cement mortar 1:3 (1 white cement: 3 marble dust) |  | Sqm | 149
Finishing Works | 11.29.1 | Pointing on stone slab ceiling with cement mortar 1:2 (1 cement: 2 fine sand) | Flush/ Ruled pointing | Sqm | 46
Finishing Works | 11.30 | Extra for pointing on walls on the outside at height more than 10 m from ground level for every additional height of 3 m or part there of |  | Sqm | 2
Finishing Works | 11.31 | Lime surkhi pointing 2:3 weathered and struck on brick and tile work ROUGH CAST PLASTER |  | Sqm | 58
Finishing Works | 11.32.1 | Rough cast plaster up to 1 O m height above ground level with a mixture of sand and gravel or crushed stone from 6 mm to 1 O mm nominal size, dashed over and including the fresh plaster in two layers, under layer 12 mm cement plaster 1:4 (1 cement: 4 coarse sand) and top layer 1 O mm cement plaster 1:3 (1 cement: 3 fine sand) mixed with 10% finely grounded hydrated lime by volume of cement | Ordinary cement finish using ordinary cement PEBBLE DASH PLASTER | Sqm | 275
Finishing Works | 11.33 | Pebble dash plaster up to 10 m height above ground level with a mixture of washed pebble or crushed stone 6 mm to 12.5 mm nominal size, dashed over and including fresh plaster in two layers under layer 12 mm cement plaster 1: 4 (1 cement: 4 coarse sand) and top layer 1 O mm cement plaster with cement mortar 1:3 (1 cement: 3 fine sand) mixed with 10% finely grounded hydrated lime by volume of cement |  | Sqm | 254
Finishing Works | 11.35 | Extra for plastering exteriorw alls of height more than 1 O m from ground level for every additional height of 3 m or part thereof |  | Sqm | 26
Finishing Works | 11.36.1 | Extra for plastering on circular work not exceeding 6 m in radius | In one coat | Sqm | 11
Finishing Works | 11.36.2 | Extra for plastering on circular work not exceeding 6 m in radius | In two coats | Sqm | 17
Finishing Works | 11.37.1 | Extra for plastering done on moulding, cornices or architraves including neat finish to line and level | In one coat | Sqm | 148
Finishing Works | 11.37.2 | Extra for plastering done on moulding, cornices or architraves including neat finish to line and level | In two coats | Sqm | 218
Finishing Works | 11.38.1 | Extra for plastering | Spherical ceiling | Sqm | 40
Finishing Works | 11.38.2 | Extra for plastering | Groined ceiling | Sqm | 40
Finishing Works | 11.38.3 | Extra for plastering | Flewing soffits WASHED STONE GRIT PLASTER | Sqm | 24
Finishing Works | 11.39 | Washed stone grit plaster on exterior walls height up to 1O metre above ground level, in two layers, under layer 12 mm cement plaster 1: 4 (1 cement: 4 coarse sand ), furrowing the under layer with scratching tool, applying cement slurry on the under layer@ 2 kg of cement per square metre, top layer 15 mm cement plaster 1: 1 / 2:2 ( 1 cement: 112 coarse sand: 2 stone chipping 10 mm nominal size), in panels with groove all around as per approved pattern, including scrubbing and washing the top layer with brushes and water to expose the stone chippings,complete as per specification and direction of Engineer-in-charge (payment for providing grooves shall be made separately) |  | Sqm | 346
Finishing Works | 11.40.1 | Forming groove of uniform size in the top layer of washed stone grit plaster as per approved pattern using wooden battens, nailed to the under layer, including removal of wooden battens, repair to the edges of panels and finishing the groove complete as per specifications and direction of the Engineer-in-charge | 15 mm wide and 15 mm deep groove | Metre | 27
Finishing Works | 11.40.2 | Forming groove of uniform size in the top layer of washed stone grit plaster as per approved pattern using wooden battens, nailed to the under layer, including removal of wooden battens, repair to the edges of panels and finishing the groove complete as per specifications and direction of the Engineer-in-charge | 20 mm wide and 15 mm deep groove | Metre | 27
Finishing Works | 11.41 | Extra for washed grit plaster on exterior walls of height more than 1 O m from ground level for every additional height of 3 m or part thereof |  | Sqm | 40
Finishing Works | 11.42 | Extra for washed stone grit plaster on circular work not exceeding 6 m in radius (in two coats) |  | Sqm | 37
Finishing Works | 11.43 | Forming groove of uniform size from 12x12 mm and up to 25x15 mm in the top layer of washed stone grit plastered surface as per approved pattern, including providing and fixing aluminium channels of appropriate size and thickness (not less than 2 mm), nailed to the under layer with rust proof screws and nails and finishing the groove complete as per specifications and direction of the Engineer-in-Charge |  | Metre | 69
Finishing Works | 11.44 | Extra for using white cement in place of ordinary cement in the top layer of the item of washed stone grit plaster. ARTIFICIAL STONE PLASTER |  | Sqm | 81
Finishing Works | 11.45 | Extra for lining out plaster to imitate stone or concrete blocks walling. GYPSUM LIGHTWEIGHT PLASTER |  | Sqm | 31
Finishing Works | 11.46 | Providing and applying 12 mm thick (average) premixed formulated one coat gypsum lightweight plaster having additives and light weight aggregates as vermiculite/ per1ite respectively conforming to IS: 2547 (Part - 1 & II) 1976, applied on hacked / uneven background such as bare brick/ block/ RCC work on walls & ceiling at all floors and locations, finished in smooth line and level etc. complete. PLAIN CEMENT MORTAR BANDS |  | Sqm | 210
Finishing Works | 11.49 | Smooth finishing of the exposed surface of R.C.C. work with 6 mm thick cement mortar 1:3 (1 Cement: 3 fine sand) |  | Sqm | 92
Finishing Works | 11.50 | Smooth finishing of the exposed surface of R.C.C. work with 10 mm thick cement mortar 1: 3 (1 Cement: 3 fine sand) |  | Sqm | 123
Finishing Works | 11.51 | Smooth finishing of the exposed surface of R.C.C. work with 10 mm thick cement mortar 1:4 (1 Cement: 4 fine sand) |  | Sqm | 111
Finishing Works | 11.52 | Cement rendering on plaster 1 mm thick |  | Sqm | 31
Finishing Works | 11.53 | Extra for rendering smooth the top of suspended floors, landings and staircases (treads and risers) with cement mortar 1:2 (1 cement: 2 coarse sand), including a floating coat of neat cement and protecting the surface with a layer of 7.5 cm of earth laid over 15 mm of fine sand in case of suspended floor and bricks laid in mud mortar in case of landings and steps, including subsequent removal and cleaning of the same |  | Sqm | 66
Finishing Works | 11.54 | Add for plaster drip course/ groove in plastered surface or moulding to R.C.C. projections. INTERIOR FINISHING |  | Metre | 35
Finishing Works | 11.55 | Corbelling around almirah including 12mm thick cement plaster 1:6 |  | Metre | 102
Finishing Works | 11.57 | Providing & laying average 6mm thick POP Coating on walls, Ceiling, beams and lintels etc. complete in all respects as approved by the Engineer-In- Charge |  | Sqm | 76
Finishing Works | 11.58 | Providing and applying two coats white cement based putty of approved brand and manufacturer, over plastered surface and grinding the surface smooth with sand paper to get en even and smooth finish including cost and carriage of all material, labour charges, scaffolding, sundries etc. complete |  | Sqm | 36
Finishing Works | 11.59 | Providing and applying plaster of paris putty of 2 mm thickness over plastered surface to prepare the surface even and smooth complete |  | Sqm | 79
Finishing Works | 11.60 | Providing and applying white cement based putty of average thickness 1 mm, of approved brand and manufacturer, over the plastered wall surface to prepare the surface even and smooth complete |  | Sqm | 66
Finishing Works | 11.61.1 | White washing with lime to give an even shade | New work (three or more coats) | Sqm | 15
Finishing Works | 11.62.1 | Colour washing such as green, blue or buff to give an even shade | New work (two or more coats) with a base coat of white washing with lime | Sqm | 20
Finishing Works | 11.62.2 | Colour washing such as green, blue or buff to give an even shade | New work (two or more coats) with a base coat of whiting | Sqm | 20
Finishing Works | 11.63 | Distempering with dry distemper of approved brand and manufacture (two or more coats) of required shade on new work, over and including water thinnable priming coat to give an even shade |  | Sqm | 33
Finishing Works | 11.64.1 | Distempering with oil bound washable distemper of approved brand and manufacture to give an even shade | New work (two or more coats) over and including water thinnable priming coat with cement primer | Sqm | 50
Finishing Works | 11.65.1 | Distempering with 1st quality acrylic distemper (ready mixed) having voe content less than 50 gms/litre, of approved manufacturer, of required shade and colour complete, as per manufacturer's specification | Two or more coats on new work | Sqm | 35
Finishing Works | 11.66.1 | Distempering with 1st quality acrylic distemper, having voe (Volatile Organic Compound ) content less than 50 grams/ litre, of approved brand and manufacture, including applying additional coats wherever required, to achieve even shade and colour | One coat | Sqm | 21
Finishing Works | 11.66.2 | Distempering with 1st quality acrylic distemper, having voe (Volatile Organic Compound ) content less than 50 grams/ litre, of approved brand and manufacture, including applying additional coats wherever required, to achieve even shade and colour | Two coats | Sqm | 31
Finishing Works | 11.67.1 | Applying one coat of water thinnable cement primer of approved brand and manufacture on wall surface | Water thinnable cement primer | Sqm | 25
Finishing Works | 11.70 | Extra for using White Cement based primer modified with high performance polymers, applied as an undercoat for exterior/interior cementitious surfaces before paint Technical Specifications: i) Degree of whiteness (in terms of reflectance) >93% ii) Fineness (Residue on 63 Micron Sieve) - Minimum 4.0 iii) Bulk Density - 0.8 to 0.9 kg/litre iv) Viscosity by Brookfield, 50rpm, Spindle no RV 05 at 25 - 300cP to 600cP v) Pot Life - Min. 1B O minutes vi) Coverage after 1 st coat - 80-1 00 sqft/kg vii) Adhesion cross-cut on 2 coat application after 48 hours - Min. 3B |  | Sqm | 15
Finishing Works | 11.71 | Wall painting on a cement plaster surface with acrylic emulsion paint of approved brand and manufacture to give an even shade: 11. 71.1 Two or more coats on new work |  | Sqm | 61
Finishing Works | 11.72.1 | Painting with silicon & acrylic emulsion based water thinnable sealer of approved brand and manufacture on wet or patchy portion of plastered surfaces | One coat | Sqm | 43
Finishing Works | 11.72.2 | Painting with silicon & acrylic emulsion based water thinnable sealer of approved brand and manufacture on wet or patchy portion of plastered surfaces | Two coats | Sqm | 68
Finishing Works | 11.73 | Finishing with Epoxy paint (two or more coats) at all locations prepared and applied as per manufacturer's specifications including appropriate priming coat, preparation of surface, etc. complete. 11.7 3.1 On steel work 11.7 3.2 On concrete work |  | Sqm | 90
Finishing Works | 11.74.1 | Wall painting with acrylic emulsion paint, having voe (Volatile Organic Compound ) content less than 50 grams/ litre, of approved brand and manufacture, including applying additional coats wherever required, to achieve even shade and colour | One coat | Sqm | 29
Finishing Works | 11.74.2 | Wall painting with acrylic emulsion paint, having voe (Volatile Organic Compound ) content less than 50 grams/ litre, of approved brand and manufacture, including applying additional coats wherever required, to achieve even shade and colour | Two coats | Sqm | 43
Finishing Works | 11.75.1 | Wall painting with premium acrylic emulsion paint of interior grade, having voe (Volatile Organic Compound ) content less than 50 grams/ litre of approved brand and manufacture, including applying additional coats wherever required to achieve even shade and colour | One coat | Sqm | 32
Finishing Works | 11.75.2 | Wall painting with premium acrylic emulsion paint of interior grade, having voe (Volatile Organic Compound ) content less than 50 grams/ litre of approved brand and manufacture, including applying additional coats wherever required to achieve even shade and colour | Two coats | Sqm | 49
Finishing Works | 11.76 | Preparation of ply wood surface for painting including sand papering the surface and applying filling with approved quality filler consisting of white lead, linseed oil, varnish and chalk mitti including finishing the surface to required finish complete |  | Sqm | 41
Finishing Works | 11.77 | Applying pink primer or aluminium priming coat on wood work including preparation of surface, Knotting and stopping etc |  | Sqm | 21
Finishing Works | 11.78 | Painting two coats excluding priming coat with synthetic enamel paint in all shades on new wood work or metallic or plastered or concrete surfaces to give an even shade |  | Sqm | 35
Finishing Works | 11.79.1 | Painting with oil type wood preservative of approved brand and manufacture | New work (two or more coats) | Sqm | 24
Finishing Works | 11.80 | Providing and applying two coats of fire retardant paint on cleaned wood / ply surface @ 3.5 sqm per litre per coat including preparation of base surface as per recommendations of manufacturer to make the surface fire retardant |  | Sqm | 194
Finishing Works | 11.81 | Coal tarring two coats on new wood work using 0.16 litre and 0.12 litre coal tar per sqm in the first coat and second coat respectively |  | Sqm | 21
Finishing Works | 11.82.1 | Painting the wooden I metal surface with synthetic enamel paint of approved brand and manufacture to give an even shade | Two or more coats on new work | Sqm | 55
Finishing Works | 11.83.1 | Painting over the wooden surface with synthetic enamel paint of approved brand and manufacture of required colour to give an even shade | Two or more coats on new work over an under coat of suitable shade with ordinary paint of approved brand and manufacture | Sqm | 54
Finishing Works | 11.84.1 | Painting over the wooden/metal surface with aluminium paint of approved brand and manufacture to give an even shade | Two or more coats on new work | Sqm | 47
Finishing Works | 11.85.1 | Painting over wooden/metal surface with acid proof paint of approved brand and manufacture of required colour to give an even shade | Two or more coats on new work | Sqm | 62
Finishing Works | 11.86.1 | Varnishing with varnish of approved brand and manufacture | Two or more coats of glue sizing with copal varnish over an under coat of flatting varnish | Sqm | 78
Finishing Works | 11.86.2 | Varnishing with varnish of approved brand and manufacture | Two or more coats glue sizing with spar varnish or an under coat of flatting varnish | Sqm | 79
Finishing Works | 11.87.1 | French spirit polishing | Two or more coats on new works including a coat of wood filler | Sqm | 162
Finishing Works | 11.88.1 | Polishing on wood work with ready mixed wax polish of approved brand and manufacture | New work | Sqm | 62
Finishing Works | 11.89 | Floor polishing on masonry or concrete floors with wax polish of approved brand and manufacture |  | Sqm | 28
Finishing Works | 11.90.1 | Varnishing with varnish of approved brand and manufacture | One or more coats with copal varnish | Sqm | 31
Finishing Works | 11.90.2 | Varnishing with varnish of approved brand and manufacture | One or more coats with spar varnish | Sqm | 32
Finishing Works | 11.91 | Melamine polishing on wood work (one or more coat) |  | Sqm | 63
Finishing Works | 11.92.1 | Floor painting with floor enamel paint of approved brand and manufacture of required colour to give an even shade | Two or more coats on new work EXTERIOR FINISHING WALL AND ROOF SURFACES | Sqm | 74
Finishing Works | 11.93.1 | Finishing walls with water proofing cement paint of required shade | New work (Two or more coats applied@ 3.84 kg/10 sqm) | Sqm | 44
Finishing Works | 11.94.1 | Finishing walls with textured exterior paint of required shade | New work (Two or more coats applied @ 3.28 litre/1O sqm) over | Sqm | 152
Finishing Works | 11.95.1 | Finishing walls with Acrylic Smooth exterior paint of required shade | New work (Two or more coat applied @ 1.67 litre/1 O sqm over and including priming coat of exterior primer applied @ 2.20 kg/10 sqm) | Sqm | 98
Finishing Works | 11.96.1 | Finishing walls with Premium Acrylic Smooth exterior paint with Silicone additives of required shade | New work (Two or more coats applied @ 1.43 litre/10 sqm over and including priming coat of exterior primer applied @ 2.20 kg/10 sqm) | Sqm | 95
Finishing Works | 11.97.1 | Finishing with Deluxe Multi surface paint system for interiors and exteriors using Primer as per manufacturers specifications | Two or more coats applied on walls @ 1.25 litre/10 sqm over and including one coat of Special primer applied@ 0. 75 litre /10 sqm | Sqm | 79
Finishing Works | 11.97.2 | Finishing with Deluxe Multi surface paint system for interiors and exteriors using Primer as per manufacturers specifications | Painting wood work with Deluxe Multi Surface Paint of required shade. Two or more coat applied @ 0.90 litre/1 O sqm over an under coat of primer applied @0.75 litre/10 sqm of approved brand and manufacture | Sqm | 70
Finishing Works | 11.97.3 | Finishing with Deluxe Multi surface paint system for interiors and exteriors using Primer as per manufacturers specifications | Painting Steel work with Deluxe Multi Surface Paint to give an even shade. Two or more coat applied@ 0.90 litre/10 sqm over an under coat of primer applied @ 0.80 litre/1 O sqm of approved brand and manufacture | Sqm | 66
Finishing Works | 11.98.1 | Finishing walls with 100% Premium acrylic emulsion paint having VOC less than 50 gmnitre and UV resistance as per IS 15489:2004, Alkali & fungal resistance, dirt resistance exterior paint of required shade (Company Depot Tinted) with silicon additives | New work (Two or more coats applied@ 1.43 litre/ 10 sqm Over and including priming coat of exterior primer applied @ 0.90 litre/10 sqm | Sqm | 96
Finishing Works | 11.99.1 | Painting on G.S. sheet with synthetic enamel paint of approved brand and manufacture of required colour to give an even shade | New work (two or more coats) including a coat of approved steel primer but excluding a coat of mordant solution | Sqm | 60
Finishing Works | 11.101.1 | Painting (two or more coats) on Cl/SCI rain water, soil waste and vent pipes and fittings with black anticorrosive bitumastic paint of approved brand and manufacture, over and including a priming of ready mixed zinc chromate yellow primer on new work | 75 mm diameter pipes | Metre | 18
Finishing Works | 11.101.2 | Painting (two or more coats) on Cl/SCI rain water, soil waste and vent pipes and fittings with black anticorrosive bitumastic paint of approved brand and manufacture, over and including a priming of ready mixed zinc chromate yellow primer on new work | 100 mm diameter pipes | Metre | 23
Finishing Works | 11.101.3 | Painting (two or more coats) on Cl/SCI rain water, soil waste and vent pipes and fittings with black anticorrosive bitumastic paint of approved brand and manufacture, over and including a priming of ready mixed zinc chromate yellow primer on new work | 150 mm diameter pipes | Metre | 34
Finishing Works | 11.102.1 | Painting (two or more coats) on rain water, soil waste and vent pipes and fittings with synthetic enamel paint of approved brand and manufacture and required colour over a priming coat of approved steel primer on new work | 100 mm diameter pipes | Metre | 27
Finishing Works | 11.102.2 | Painting (two or more coats) on rain water, soil waste and vent pipes and fittings with synthetic enamel paint of approved brand and manufacture and required colour over a priming coat of approved steel primer on new work | 150 mm diameter pipes | Metre | 39
Finishing Works | 11.103.1 | Painting with black anti-corrosive bitumastic paint of approved brand and manufacture to give an even shade | Two or more coats on new work | Sqm | 44
Finishing Works | 11.104.1 | Painting (two or more coats) on rain water, soil waste and vent pipes and fittings with aluminium paint of approved brand and manufacture over a priming coat of ready mixed zinc chromate yellow primer on new work | 75 mm diameter pipes | Metre | 18
Finishing Works | 11.104.2 | Painting (two or more coats) on rain water, soil waste and vent pipes and fittings with aluminium paint of approved brand and manufacture over a priming coat of ready mixed zinc chromate yellow primer on new work | 100 mm diameter pipes | Metre | 26
Finishing Works | 11.104.3 | Painting (two or more coats) on rain water, soil waste and vent pipes and fittings with aluminium paint of approved brand and manufacture over a priming coat of ready mixed zinc chromate yellow primer on new work | 150 mm diameter pipes | Metre | 38
Finishing Works | 11.105.1 | Painting sand cast iron/ centrifugally cast (spun) iron soil, waste vent pipes and fittings with two coats of synthetic enamel paint of any colour such as chocolate grey, or buff etc. over a coat of primer (of approved quality) for new work | 100 mm diameter pipe | Metre | 22
Finishing Works | 11.105.2 | Painting sand cast iron/ centrifugally cast (spun) iron soil, waste vent pipes and fittings with two coats of synthetic enamel paint of any colour such as chocolate grey, or buff etc. over a coat of primer (of approved quality) for new work | 75 mm diameter pipe | Metre | 17
Finishing Works | 11.106 | Painting C.I. cistern with bitumastic or any other anti-corrosive paint inside and white paint over a coat of zinc chromate yellow primer (of approved quality ) on the outside surface of the cistern, flush pipe, other fittings, etc. complete for new work |  | Each | 340
Finishing Works | 11.107.1 | Painting G.I. pipes and fittings with synthetic enamel white paint with two coats over a ready mixed priming coat, both of approved quality for new work | 15 mm diameter pipe | Metre | 4
Finishing Works | 11.107.2 | Painting G.I. pipes and fittings with synthetic enamel white paint with two coats over a ready mixed priming coat, both of approved quality for new work | 20 mm diameter pipe | Metre | 5
Finishing Works | 11.107.3 | Painting G.I. pipes and fittings with synthetic enamel white paint with two coats over a ready mixed priming coat, both of approved quality for new work | 25 mm diameter pipe | Metre | 7
Finishing Works | 11.107.4 | Painting G.I. pipes and fittings with synthetic enamel white paint with two coats over a ready mixed priming coat, both of approved quality for new work | 32 mm diameter pipe | Metre | 9
Finishing Works | 11.107.5 | Painting G.I. pipes and fittings with synthetic enamel white paint with two coats over a ready mixed priming coat, both of approved quality for new work | 40 mm diameter pipe | Metre | 10
Finishing Works | 11.107.6 | Painting G.I. pipes and fittings with synthetic enamel white paint with two coats over a ready mixed priming coat, both of approved quality for new work | 50 mm diameter pipe | Metre | 12
Finishing Works | 11.108.1 | Painting G.I. pipes and fittings with two coats of anti-corrosive bitumastic paint of approved quality | 15 mm diameter pipe | Metre | 2
Finishing Works | 11.108.2 | Painting G.I. pipes and fittings with two coats of anti-corrosive bitumastic paint of approved quality | 20 mm diameter pipe | Metre | 3
Finishing Works | 11.108.3 | Painting G.I. pipes and fittings with two coats of anti-corrosive bitumastic paint of approved quality | 25 mm diameter pipe | Metre | 4
Finishing Works | 11.108.4 | Painting G.I. pipes and fittings with two coats of anti-corrosive bitumastic paint of approved quality | 32 mm diameter pipe | Metre | 5
Finishing Works | 11.108.5 | Painting G.I. pipes and fittings with two coats of anti-corrosive bitumastic paint of approved quality | 40 mm diameter pipe | Metre | 6
Finishing Works | 11.108.6 | Painting G.I. pipes and fittings with two coats of anti-corrosive bitumastic paint of approved quality | 50 mm diameter pipe | Metre | 7
Finishing Works | 11.108.7 | Painting G.I. pipes and fittings with two coats of anti-corrosive bitumastic paint of approved quality | 65 mm diameter pipe | Metre | 9
Finishing Works | 11.108.8 | Painting G.I. pipes and fittings with two coats of anti-corrosive bitumastic paint of approved quality | 80 mm diameter pipe MISCELLANEOUS ITEMS | Metre | 10
Finishing Works | 11.109 | Extra for mixing Soap solution, 1 percent for cement plastering. 11.11O Satna lime wash on walls with one coat |  | Sqm | 15
Finishing Works | 11.111 | Oiling woodwork with raw linseed oil (2nd quality oil) |  | Sqm | 16
Finishing Works | 11.112 | Oiling wood work with raw linseed oil (2nd quality oil) and water |  | Sqm | 13
Finishing Works | 11.114 | Painting (one or more coats) with black Japan paint of approved brand and |  | Sqm | 30
Finishing Works | 11.115 | Painting one coat with solignum with 2nd quality paint |  | Sqm | 15
Finishing Works | 11.116 | Painting two coats with solignum with 2nd quality paint |  | Sqm | 25
Finishing Works | 11.117 | Painting one coat with creosote |  | Sqm | 14
Finishing Works | 11.118 | Painting two coats with creosote |  | Sqm | 22
Finishing Works | 11.119 | Coal tarring one coat |  | Sqm | 20
Finishing Works | 11.120 | Coal tarring two coats |  | Sqm | 29
Finishing Works | 11.121 | Polyurethane polish (PU) two or more coats to give required finish including two coat of wood sealer Including Preparation of surface/base complete as per specification |  | Sqm | 283
Finishing Works | 11.122 | Painting two or more coats Italian Pigmented PU white glossy or matt in all shades on wood work surface to give an even shade Including Preperation of surface/base complete as per specification |  | Sqm | 273
Finishing Works | 11.123 | Wall painting with (bio grade)plastic emulsion paint of approved brand and manufacturer to give an even shade (two or more coats) Generally used in hospital buildings etc. complete as per Specifications. A.WOODWORK DOOR FRAMES, SHUTTERS AND WINDOWS |  | Sqm | 96
Wood Work, PVC and Aluminum Doors and Windows | 12.1.1 | Providing wood work in frames of doors, windows, clerestory windows and other frames, wrought framed and fixed in position with hold fast lugs or with dash fasteners of required dia & length (hold fast lugs or dash fastener shall be paid separately) | Second class teak wood | Cum | 116902
Wood Work, PVC and Aluminum Doors and Windows | 12.1.2 | Providing wood work in frames of doors, windows, clerestory windows and other frames, wrought framed and fixed in position with hold fast lugs or with dash fasteners of required dia & length (hold fast lugs or dash fastener shall be paid separately) | Sal wood | Cum | 92780
Wood Work, PVC and Aluminum Doors and Windows | 12.1.3 | Providing wood work in frames of doors, windows, clerestory windows and other frames, wrought framed and fixed in position with hold fast lugs or with dash fasteners of required dia & length (hold fast lugs or dash fastener shall be paid separately) | Kiln seasoned and chemically treated Hollock wood | Cum | 59691
Wood Work, PVC and Aluminum Doors and Windows | 12.2 | Providing laminated veneer lumber conforming to IS:14616 in factory made frames of doors, windows, clerestory windows and other frames, wrought framed and fixing in position with hold fast lugs or with dash fasteners of required dia & length (hold fast lugs or dash fastener shall be paid separately) |  | Cum | 102765
Wood Work, PVC and Aluminum Doors and Windows | 12.3.1.1 | Providing and fixing wooden moulded beading to door and window frames with iron screws, plugs and priming coat on unexposed surface etc. complete | 50x12 mm | Metre | 127
Wood Work, PVC and Aluminum Doors and Windows | 12.3.2.2 | Providing and fixing wooden moulded beading to door and window frames with iron screws, plugs and priming coat on unexposed surface etc. complete | 50 x 20 mm 12.3.2 Kiln seasoned and chemically treated Hollock wood 12.3.2.1 50x12 mm 12.3.2.2 50x20 mm | Metre | 173
Wood Work, PVC and Aluminum Doors and Windows | 12.4.1 | Providing wood work in frames of false ceiling, partitions etc. sawn and fixed in position with necessary stainless steel screws etc | Sal wood | Cum | 86807
Wood Work, PVC and Aluminum Doors and Windows | 12.4.2 | Providing wood work in frames of false ceiling, partitions etc. sawn and fixed in position with necessary stainless steel screws etc | Kiln seasoned and chemically treated Hollock wood | Cum | 53756
Wood Work, PVC and Aluminum Doors and Windows | 12.5.1 | Extra for additional labour for circular works, such as in frames of fan, light | Second class teak wood | Cum | 11690
Wood Work, PVC and Aluminum Doors and Windows | 12.5.2 | Extra for additional labour for circular works, such as in frames of fan, light | Sal wood | Cum | 9278
Wood Work, PVC and Aluminum Doors and Windows | 12.5.3 | Extra for additional labour for circular works, such as in frames of fan, light | Kiln seasoned and chemically treated Hollock wood | Cum | 5980
Wood Work, PVC and Aluminum Doors and Windows | 12.6 | Providing 40x5 mm flat iron hold fast 40 cm long including fixing to frame with 10 mm diameter bolts, nuts and wooden plugs and embedding in cement concrete block 30x10x15cm 1:3:6 mix (1 cement: 3 coarse sand: 6 graded stone aggregate 20mm nominal size) |  | Each | 112
Wood Work, PVC and Aluminum Doors and Windows | 12.7.1.1 | Providing and fixing panelled or panelled and glazed shutters for doors, windows and clerestory windows, including ISi marked M.S. pressed butt hinges bright finished of required size with necessary screws, excluding panelling which will be paid for separately, all complete as per direction of Engineer-in-charge. (Note:- Butt hinges and necessary screws shall be paid separately} — Second class teak wood | 35 mm thick shutters | Sqm | 2927
Wood Work, PVC and Aluminum Doors and Windows | 12.7.1.2 | Providing and fixing panelled or panelled and glazed shutters for doors, windows and clerestory windows, including ISi marked M.S. pressed butt hinges bright finished of required size with necessary screws, excluding panelling which will be paid for separately, all complete as per direction of Engineer-in-charge. (Note:- Butt hinges and necessary screws shall be paid separately} — Second class teak wood | 30 mm thick shutters | Sqm | 2594
Wood Work, PVC and Aluminum Doors and Windows | 12.7.2.1 | Providing and fixing panelled or panelled and glazed shutters for doors, windows and clerestory windows, including ISi marked M.S. pressed butt hinges bright finished of required size with necessary screws, excluding panelling which will be paid for separately, all complete as per direction of Engineer-in-charge. (Note:- Butt hinges and necessary screws shall be paid separately} — Kiln seasoned and chemically treated Hollock wood | 35 mm thick shutters | Sqm | 1692
Wood Work, PVC and Aluminum Doors and Windows | 12.7.2.2 | Providing and fixing panelled or panelled and glazed shutters for doors, windows and clerestory windows, including ISi marked M.S. pressed butt hinges bright finished of required size with necessary screws, excluding panelling which will be paid for separately, all complete as per direction of Engineer-in-charge. (Note:- Butt hinges and necessary screws shall be paid separately} — Kiln seasoned and chemically treated Hollock wood | 30 mm thick shutters | Sqm | 1529
Wood Work, PVC and Aluminum Doors and Windows | 12.7.3.1 | Providing and fixing panelled or panelled and glazed shutters for doors, windows and clerestory windows, including ISi marked M.S. pressed butt hinges bright finished of required size with necessary screws, excluding panelling which will be paid for separately, all complete as per direction of Engineer-in-charge. (Note:- Butt hinges and necessary screws shall be paid separately} — Kiln seasoned selected planks of sheesham wood | 35 mm thick shutters | Sqm | 2516
Wood Work, PVC and Aluminum Doors and Windows | 12.7.3.2 | Providing and fixing panelled or panelled and glazed shutters for doors, windows and clerestory windows, including ISi marked M.S. pressed butt hinges bright finished of required size with necessary screws, excluding panelling which will be paid for separately, all complete as per direction of Engineer-in-charge. (Note:- Butt hinges and necessary screws shall be paid separately} — Kiln seasoned selected planks of sheesham wood | 30 mm thick shutters | Sqm | 2239
Wood Work, PVC and Aluminum Doors and Windows | 12.8.1 | Providing and fixing 35 mm thick factory made laminated veneer lumber door shutter conforming to IS: 14616 including ISi marked M.S. pressed butt hinges bright finished of required size with necessary screws, all complete as per directions of Engineer- in-charge and panelling with panels of: (Note:- Butt hinges and necessary screws shall be paid separately) | 12 mm thick plain grade -1, medium density flat pressed three layer particle board FPT - I or graded wood particle board FPT- I, IS: 3087 marked, bonded with BWP type synthetic resin adhesive as per IS: 848 | Sqm | 2186
Wood Work, PVC and Aluminum Doors and Windows | 12.8.2 | Providing and fixing 35 mm thick factory made laminated veneer lumber door shutter conforming to IS: 14616 including ISi marked M.S. pressed butt hinges bright finished of required size with necessary screws, all complete as per directions of Engineer- in-charge and panelling with panels of: (Note:- Butt hinges and necessary screws shall be paid separately) | 12 mm thick pre-laminated particle board (decorative lamination on both sides) grade -1, medium density flat pressed, three layer particle board FPT- I or graded wood particle board FPT- I, conforming to IS: 3087, bonded with BWP type synthetic resin adhesive as per IS: 848 and pre-laminated conforming to IS: 12823, Grade 1, Type - II marked | Sqm | 2420
Wood Work, PVC and Aluminum Doors and Windows | 12.8.3 | Providing and fixing 35 mm thick factory made laminated veneer lumber door shutter conforming to IS: 14616 including ISi marked M.S. pressed butt hinges bright finished of required size with necessary screws, all complete as per directions of Engineer- in-charge and panelling with panels of: (Note:- Butt hinges and necessary screws shall be paid separately) | 12 mm thick one side Pre-laminated particle board (decorative lamination on one side and other sides balancing lamination) grade -1, medium density flat pressed, three layer particle board FPT - I or graded wood particle board FPT-1 conforming to IS: 3087 bonded with BWP type synthetic resin adhesive as per IS 848 and pre-laminated conforming to IS: 12823, Grade -1, Type II marked | Sqm | 2667
Wood Work, PVC and Aluminum Doors and Windows | 12.9.1 | Providing and fixing panelling or panelling and glazing in panelled or panelled and glazed shutters for doors, windows and clerestory windows (Area of opening for panel inserts excluding portion inside grooves or rebates to be measured). Panelling for panelled or panelled and glazed shutters 25 mm to 40 mm thick | Second class teak wood | Sqm | 2438
Wood Work, PVC and Aluminum Doors and Windows | 12.9.2 | Providing and fixing panelling or panelling and glazing in panelled or panelled and glazed shutters for doors, windows and clerestory windows (Area of opening for panel inserts excluding portion inside grooves or rebates to be measured). Panelling for panelled or panelled and glazed shutters 25 mm to 40 mm thick | Kiln seasoned and chemically treated Hollock wood | Sqm | 1425
Wood Work, PVC and Aluminum Doors and Windows | 12.9.3.1 | Providing and fixing panelling or panelling and glazing in panelled or panelled and glazed shutters for doors, windows and clerestory windows (Area of opening for panel inserts excluding portion inside grooves or rebates to be measured). Panelling for panelled or panelled and glazed shutters 25 mm to 40 mm thick — Ply wood 5 ply, 9 mm thick | Decorative plywood both side decorative veneer (Type - I) conforming to IS 1328 BWR type | Sqm | 1767
Wood Work, PVC and Aluminum Doors and Windows | 12.9.3.2 | Providing and fixing panelling or panelling and glazing in panelled or panelled and glazed shutters for doors, windows and clerestory windows (Area of opening for panel inserts excluding portion inside grooves or rebates to be measured). Panelling for panelled or panelled and glazed shutters 25 mm to 40 mm thick — Ply wood 5 ply, 9 mm thick | Decorative plywood one side decorative veneer and commercial veneer on other face (Type 1) conforming to IS 1328 BWR Type | Sqm | 1799
Wood Work, PVC and Aluminum Doors and Windows | 12.9.4.1 | Providing and fixing panelling or panelling and glazing in panelled or panelled and glazed shutters for doors, windows and clerestory windows (Area of opening for panel inserts excluding portion inside grooves or rebates to be measured). Panelling for panelled or panelled and glazed shutters 25 mm to 40 mm thick — Ply wood 7 ply, 9 mm thick | Decorative plywood one side decorative veneer and commercial veneer on other face (Type 1) conforming to IS 1328 BWR Type | Sqm | 1925
Wood Work, PVC and Aluminum Doors and Windows | 12.9.5.1 | Providing and fixing panelling or panelling and glazing in panelled or panelled and glazed shutters for doors, windows and clerestory windows (Area of opening for panel inserts excluding portion inside grooves or rebates to be measured). Panelling for panelled or panelled and glazed shutters 25 mm to 40 mm thick — Particle Board 12 mm thick | Plain particle board flat pressed, 3 layer or graded wood particle board medium density Grade I, IS: 3087 marked | Sqm | 883
Wood Work, PVC and Aluminum Doors and Windows | 12.9.5.2 | Providing and fixing panelling or panelling and glazing in panelled or panelled and glazed shutters for doors, windows and clerestory windows (Area of opening for panel inserts excluding portion inside grooves or rebates to be measured). Panelling for panelled or panelled and glazed shutters 25 mm to 40 mm thick — Particle Board 12 mm thick | Veneered flat pressed three layer or graded wood particle board with commercial veneering on both sides conforming to IS:3097, grade I | Sqm | 1185
Wood Work, PVC and Aluminum Doors and Windows | 12.9.5.3 | Providing and fixing panelling or panelling and glazing in panelled or panelled and glazed shutters for doors, windows and clerestory windows (Area of opening for panel inserts excluding portion inside grooves or rebates to be measured). Panelling for panelled or panelled and glazed shutters 25 mm to 40 mm thick — Particle Board 12 mm thick | Pre-laminated particle board with decorative lamination on one side and balancing lamination on other side, Grade I, Type II IS: 12823 marked | Sqm | 1279
Wood Work, PVC and Aluminum Doors and Windows | 12.9.5.4 | Providing and fixing panelling or panelling and glazing in panelled or panelled and glazed shutters for doors, windows and clerestory windows (Area of opening for panel inserts excluding portion inside grooves or rebates to be measured). Panelling for panelled or panelled and glazed shutters 25 mm to 40 mm thick — Particle Board 12 mm thick | Pre-laminated particle board with decorative lamination on both sides, Grade I, Type II, IS:12823 marked | Sqm | 1334
Wood Work, PVC and Aluminum Doors and Windows | 12.9.6.1 | Providing and fixing panelling or panelling and glazing in panelled or panelled and glazed shutters for doors, windows and clerestory windows (Area of opening for panel inserts excluding portion inside grooves or rebates to be measured). Panelling for panelled or panelled and glazed shutters 25 mm to 40 mm thick — Coir Veneer Board (conforming to IS 14842) | 12 mm thick | Sqm | 1484
Wood Work, PVC and Aluminum Doors and Windows | 12.9.7.1 | Providing and fixing panelling or panelling and glazing in panelled or panelled and glazed shutters for doors, windows and clerestory windows (Area of opening for panel inserts excluding portion inside grooves or rebates to be measured). Panelling for panelled or panelled and glazed shutters 25 mm to 40 mm thick | 4 mm thick glass pane (weight not less than 10kg/sqm) | Sqm | 1078
Wood Work, PVC and Aluminum Doors and Windows | 12.9.7.2 | Providing and fixing panelling or panelling and glazing in panelled or panelled and glazed shutters for doors, windows and clerestory windows (Area of opening for panel inserts excluding portion inside grooves or rebates to be measured). Panelling for panelled or panelled and glazed shutters 25 mm to 40 mm thick | 5.0 mm thick glass panes (weight not less than | Sqm | 1393
Wood Work, PVC and Aluminum Doors and Windows | 12.50.1 | Fixed to steel windows by welding |  | KG | 102
Wood Work, PVC and Aluminum Doors and Windows | 12.50.2 | Fixed to openings /Wooden frames with rawl plugs screws etc |  | KG | 118
Wood Work, PVC and Aluminum Doors and Windows | 12.51 | Providing and fixing expanded metal 20x60 mm strands 3.25 mm wide and 1.6mm thick for windows etc. including 62 x19 mm beading of llnd class teak wood and priming coat with approved steel primer all complete |  | Sqm | 977
Wood Work, PVC and Aluminum Doors and Windows | 12.52 | Providing and fixing hard drawn steel wire fabric 75x25 mm mesh of weight not less than 7.75 Kg per sqm to window frames etc. including 62x19 mm beading of second class teak wood and priming coat with approved steel primer all complete |  | Sqm | 1186
Wood Work, PVC and Aluminum Doors and Windows | 12.54 | Deduct for fixing 75x25 mm hard drawn steel wire fabric of weight not less than 7.75 Kg per sqm in panelled and glazed door and window shutter instead of glass sheet 4 mm thick. BRIGHT FINISHED M.S. FITTINGS |  | Sqm | 169
Wood Work, PVC and Aluminum Doors and Windows | 12.55.1 | Providing and fixing ISi marked M.S. pressed butt hinges bright finished with necessary screws etc. complete | 125x65x2.12 mm | Each | 36
Wood Work, PVC and Aluminum Doors and Windows | 12.55.2 | Providing and fixing ISi marked M.S. pressed butt hinges bright finished with necessary screws etc. complete | 100x58x1.9 0 mm | Each | 28
Wood Work, PVC and Aluminum Doors and Windows | 12.55.3 | Providing and fixing ISi marked M.S. pressed butt hinges bright finished with necessary screws etc. complete | 75x47x1.70 mm | Each | 22
Wood Work, PVC and Aluminum Doors and Windows | 12.55.4 | Providing and fixing ISi marked M.S. pressed butt hinges bright finished with necessary screws etc. complete | 50x37x1.50 mm | Each | 12
Wood Work, PVC and Aluminum Doors and Windows | 12.56.1 | Providing and fixing ISi marked, IS: 1341, M.S. heavy weight bright finished butt hinges with necessary screws etc. complete | 125x90x4.00 mm | Each | 46
Wood Work, PVC and Aluminum Doors and Windows | 12.56.2 | Providing and fixing ISi marked, IS: 1341, M.S. heavy weight bright finished butt hinges with necessary screws etc. complete | 100x75x3.50 mm | Each | 38
Wood Work, PVC and Aluminum Doors and Windows | 12.56.3 | Providing and fixing ISi marked, IS: 1341, M.S. heavy weight bright finished butt hinges with necessary screws etc. complete | 75x60x3. 10 mm | Each | 27
Wood Work, PVC and Aluminum Doors and Windows | 12.56.4 | Providing and fixing ISi marked, IS: 1341, M.S. heavy weight bright finished butt hinges with necessary screws etc. complete | 50x40x2.50 mm | Each | 16
Wood Work, PVC and Aluminum Doors and Windows | 12.57.1 | Providing M.S. Piano hinges ISi marked IS: 3818 finished with nickel plating and fixing with necessary screws etc., complete | Overall width 35 mm | Metre | 180
Wood Work, PVC and Aluminum Doors and Windows | 12.57.2 | Providing M.S. Piano hinges ISi marked IS: 3818 finished with nickel plating and fixing with necessary screws etc., complete | Overall width 50 mm | Metre | 174
Wood Work, PVC and Aluminum Doors and Windows | 12.57.3 | Providing M.S. Piano hinges ISi marked IS: 3818 finished with nickel plating and fixing with necessary screws etc., complete | Overall width 65 mm | Metre | 190
Wood Work, PVC and Aluminum Doors and Windows | 12.58 | Providing and fixing bright finished brass casement window fastener with necessary screws etc. complete |  | Each | 69
Wood Work, PVC and Aluminum Doors and Windows | 12.59.1 | Providing and fixing bright finished brass casement stays (straight peg type) with necessary screws etc. complete | 300 mm weighing not less than 330 gms | Each | 176
Wood Work, PVC and Aluminum Doors and Windows | 12.59.2 | Providing and fixing bright finished brass casement stays (straight peg type) with necessary screws etc. complete | 250 mm weighing not less than 280 gms | Each | 140
Wood Work, PVC and Aluminum Doors and Windows | 12.59.3 | Providing and fixing bright finished brass casement stays (straight peg type) with necessary screws etc. complete | 200 mm weighing not less than 240 gms | Each | 134
Wood Work, PVC and Aluminum Doors and Windows | 12.60.1 | Providing and fixing bright finished brass hasp and staple (safety type) with necessary screws etc. complete | 150 mm | Each | 111
Wood Work, PVC and Aluminum Doors and Windows | 12.60.2 | Providing and fixing bright finished brass hasp and staple (safety type) with necessary screws etc. complete | 115 mm | Each | 100
Wood Work, PVC and Aluminum Doors and Windows | 12.60.3 | Providing and fixing bright finished brass hasp and staple (safety type) with necessary screws etc. complete | 90 mm COPPER OXIDISED MILD STEEL FITTINGS (COPPER OXIDISED AS PER IS: 1378) | Each | 87
Wood Work, PVC and Aluminum Doors and Windows | 12.61.1 | Providing and fixing ISi marked oxidised M.S. pressed butt hinges with necessary screws etc. complete | 125x65x2.12 mm | Each | 36
Wood Work, PVC and Aluminum Doors and Windows | 12.61.2 | Providing and fixing ISi marked oxidised M.S. pressed butt hinges with necessary screws etc. complete | 100x58x1. 90 mm | Each | 29
Wood Work, PVC and Aluminum Doors and Windows | 12.61.3 | Providing and fixing ISi marked oxidised M.S. pressed butt hinges with necessary screws etc. complete | 75x47x1.70 mm | Each | 23
Wood Work, PVC and Aluminum Doors and Windows | 12.61.4 | Providing and fixing ISi marked oxidised M.S. pressed butt hinges with necessary screws etc. complete | 50x37x1.50 mm | Each | 12
Wood Work, PVC and Aluminum Doors and Windows | 12.62.1 | Providing and fixing ISi marked oxidised M.S. pressed Parliamentary hinges with necessary screws etc. complete | 150x125x27x2.80 mm | Each | 60
Wood Work, PVC and Aluminum Doors and Windows | 12.62.2 | Providing and fixing ISi marked oxidised M.S. pressed Parliamentary hinges with necessary screws etc. complete | 125x125x27x2.80 mm | Each | 57
Wood Work, PVC and Aluminum Doors and Windows | 12.62.3 | Providing and fixing ISi marked oxidised M.S. pressed Parliamentary hinges with necessary screws etc. complete | 100x125x27x2.80 mm | Each | 47
Wood Work, PVC and Aluminum Doors and Windows | 12.62.4 | Providing and fixing ISi marked oxidised M.S. pressed Parliamentary hinges with necessary screws etc. complete | 75x100x20x2.24 mm | Each | 39
Wood Work, PVC and Aluminum Doors and Windows | 12.63.1 | Providing and fixing ISi marked oxidised M.S. single acting spring hinges with necessary screws etc. complete | 150 mm | Each | 211
Wood Work, PVC and Aluminum Doors and Windows | 12.63.2 | Providing and fixing ISi marked oxidised M.S. single acting spring hinges with necessary screws etc. complete | 125 mm | Each | 185
Wood Work, PVC and Aluminum Doors and Windows | 12.63.3 | Providing and fixing ISi marked oxidised M.S. single acting spring hinges with necessary screws etc. complete | 100 mm | Each | 158
Wood Work, PVC and Aluminum Doors and Windows | 12.64.1 | Providing and fixing oxidised M.S. double acting spring hinges with necessary screws etc. complete | 150 mm | Each | 236
Wood Work, PVC and Aluminum Doors and Windows | 12.64.2 | Providing and fixing oxidised M.S. double acting spring hinges with necessary screws etc. complete | 125 mm | Each | 212
Wood Work, PVC and Aluminum Doors and Windows | 12.64.3 | Providing and fixing oxidised M.S. double acting spring hinges with necessary screws etc. complete | 100 mm | Each | 184
Wood Work, PVC and Aluminum Doors and Windows | 12.65.1 | Providing and fixing ISi marked oxidised M.S. sliding door bolts with nuts and screws etc. complete | 300x16 mm | Each | 167
Wood Work, PVC and Aluminum Doors and Windows | 12.65.2 | Providing and fixing ISi marked oxidised M.S. sliding door bolts with nuts and screws etc. complete | 250x16 mm | Each | 154
Wood Work, PVC and Aluminum Doors and Windows | 12.66.1 | Providing and fixing ISi marked oxidised M.S. tower bolt black finish, (Barrel type) with necessary screws etc. complete | 250x10 mm | Each | 67
Wood Work, PVC and Aluminum Doors and Windows | 12.66.2 | Providing and fixing ISi marked oxidised M.S. tower bolt black finish, (Barrel type) with necessary screws etc. complete | 200x10 mm | Each | 54
Wood Work, PVC and Aluminum Doors and Windows | 12.66.3 | Providing and fixing ISi marked oxidised M.S. tower bolt black finish, (Barrel type) with necessary screws etc. complete | 150x10 mm | Each | 46
Wood Work, PVC and Aluminum Doors and Windows | 12.66.4 | Providing and fixing ISi marked oxidised M.S. tower bolt black finish, (Barrel type) with necessary screws etc. complete | 100x10 mm | Each | 34
Wood Work, PVC and Aluminum Doors and Windows | 12.67 | Providing and fixing ISi marked 85x42 mm oxidised M.S. pull bolt lock conforming to IS: 7534 with necessary screws bolts, nut and washers etc. complete |  | Each | 90
Wood Work, PVC and Aluminum Doors and Windows | 12.68.1 | Providing and fixing ISi marked oxidised M.S. door latches conforming to IS:5930 with screws etc. complete | 300x20x6 mm | Each | 74
Wood Work, PVC and Aluminum Doors and Windows | 12.68.2 | Providing and fixing ISi marked oxidised M.S. door latches conforming to IS:5930 with screws etc. complete | 250x20x6 mm | Each | 61
Wood Work, PVC and Aluminum Doors and Windows | 12.69.1 | Providing and fixing ISi marked oxidised M.S. handles conforming to IS:4992 with necessary screws etc. complete | 125 mm | Each | 31
Wood Work, PVC and Aluminum Doors and Windows | 12.69.2 | Providing and fixing ISi marked oxidised M.S. handles conforming to IS:4992 with necessary screws etc. complete | 100 mm | Each | 24
Wood Work, PVC and Aluminum Doors and Windows | 12.69.3 | Providing and fixing ISi marked oxidised M.S. handles conforming to IS:4992 with necessary screws etc. complete | 75 mm | Each | 20
Wood Work, PVC and Aluminum Doors and Windows | 12.70.1 | Providing and fixing oxidised M.S. hasp and staple (safety type) conforming to IS: 363 with necessary screws etc. complete | 150 mm | Each | 24
Wood Work, PVC and Aluminum Doors and Windows | 12.70.2 | Providing and fixing oxidised M.S. hasp and staple (safety type) conforming to IS: 363 with necessary screws etc. complete | 115 mm | Each | 21
Wood Work, PVC and Aluminum Doors and Windows | 12.70.3 | Providing and fixing oxidised M.S. hasp and staple (safety type) conforming to IS: 363 with necessary screws etc. complete | 90 mm | Each | 17
Wood Work, PVC and Aluminum Doors and Windows | 12.71.1 | Providing and fixing oxidised M.S. casement stays (straight peg type) with necessary screws etc. complete | 300 mm weighing not less than 200 gms | Each | 53
Wood Work, PVC and Aluminum Doors and Windows | 12.71.2 | Providing and fixing oxidised M.S. casement stays (straight peg type) with necessary screws etc. complete | 250 mm weighing not less than 150 gms | Each | 46
Wood Work, PVC and Aluminum Doors and Windows | 12.71.3 | Providing and fixing oxidised M.S. casement stays (straight peg type) with necessary screws etc. complete | 200 mm weighing not less than 120 gms | Each | 39
Wood Work, PVC and Aluminum Doors and Windows | 12.72 | Providing and fixing oxidised M.S. Safety chain with necessary fixtures for doors, (weighting not less than 450 gms) STAINLESS STEEL FITTINGS |  | Each | 82
Wood Work, PVC and Aluminum Doors and Windows | 12.73.1 | Providing and fixing IS: 12817 marked stainless steel butt hinges with stainless steel screws etc. complete | 125x64x1.9 0 mm | Each | 74
Wood Work, PVC and Aluminum Doors and Windows | 12.73.2 | Providing and fixing IS: 12817 marked stainless steel butt hinges with stainless steel screws etc. complete | 100X58X1.90 mm | Each | 61
Wood Work, PVC and Aluminum Doors and Windows | 12.73.3 | Providing and fixing IS: 12817 marked stainless steel butt hinges with stainless steel screws etc. complete | 75x47x1.80 mm | Each | 43
Wood Work, PVC and Aluminum Doors and Windows | 12.73.4 | Providing and fixing IS: 12817 marked stainless steel butt hinges with stainless steel screws etc. complete | 50x37x1.50 mm | Each | 27
Wood Work, PVC and Aluminum Doors and Windows | 12.74.1 | Providing and fixing IS: 12817 marked stainless steel butt hinges (heavy weight) with stainless steel screws etc. complete | 125x64x2.50 mm | Each | 85
Wood Work, PVC and Aluminum Doors and Windows | 12.74.2 | Providing and fixing IS: 12817 marked stainless steel butt hinges (heavy weight) with stainless steel screws etc. complete | 100x60x2.50 mm | Each | 64
Wood Work, PVC and Aluminum Doors and Windows | 12.74.3 | Providing and fixing IS: 12817 marked stainless steel butt hinges (heavy weight) with stainless steel screws etc. complete | 75x50x2.50 mm | Each | 49
Wood Work, PVC and Aluminum Doors and Windows | 12.75.1 | Providing and fixing bright /matt finished Stainless Steel handles of approved quality & make with necessary screws etc all complete | 125 mm | Each | 92
Wood Work, PVC and Aluminum Doors and Windows | 12.75.2 | Providing and fixing bright /matt finished Stainless Steel handles of approved quality & make with necessary screws etc all complete | 100mm | Each | 68
Wood Work, PVC and Aluminum Doors and Windows | 12.75.3 | Providing and fixing bright /matt finished Stainless Steel handles of approved quality & make with necessary screws etc all complete | 75 mm BRASS FITTINGS | Each | 42
Wood Work, PVC and Aluminum Doors and Windows | 12.76.1 | Providing and fixing bright finished brass butt hinges with necessary screws etc. complete | 125x85x5.5 mm (heavy type) | Each | 208
Wood Work, PVC and Aluminum Doors and Windows | 12.76.2 | Providing and fixing bright finished brass butt hinges with necessary screws etc. complete | 125x70x4 mm (ordinary type) | Each | 139
Wood Work, PVC and Aluminum Doors and Windows | 12.76.3 | Providing and fixing bright finished brass butt hinges with necessary screws etc. complete | 100x85x5.5 mm (heavy type) | Each | 157
Wood Work, PVC and Aluminum Doors and Windows | 12.76.4 | Providing and fixing bright finished brass butt hinges with necessary screws etc. complete | 100x70x4 mm (ordinary type) | Each | 108
Wood Work, PVC and Aluminum Doors and Windows | 12.76.5 | Providing and fixing bright finished brass butt hinges with necessary screws etc. complete | 75x65x4 mm (heavy type) | Each | 129
Wood Work, PVC and Aluminum Doors and Windows | 12.76.6 | Providing and fixing bright finished brass butt hinges with necessary screws etc. complete | 75x40x2.5 mm (ordinary type) | Each | 70
Wood Work, PVC and Aluminum Doors and Windows | 12.76.7 | Providing and fixing bright finished brass butt hinges with necessary screws etc. complete | 50x40x2.5 mm (ordinary type) | Each | 29
Wood Work, PVC and Aluminum Doors and Windows | 12.77.1 | Providing and fixing bright finished brass par1iamentary hinges with necessary screws etc. complete | 150x125x27x5 mm | Each | 367
Wood Work, PVC and Aluminum Doors and Windows | 12.77.2 | Providing and fixing bright finished brass par1iamentary hinges with necessary screws etc. complete | 125x125x 2 7 x5 mm | Each | 7
Wood Work, PVC and Aluminum Doors and Windows | 12.77.3 | Providing and fixing bright finished brass par1iamentary hinges with necessary screws etc. complete | 100x125x27x5 mm | Each | 299
Wood Work, PVC and Aluminum Doors and Windows | 12.77.4 | Providing and fixing bright finished brass par1iamentary hinges with necessary screws etc. complete | 75x100x20x3.2 mm | Each | 64
Wood Work, PVC and Aluminum Doors and Windows | 12.78.1 | Providing and fi xing bright finished brass tower bolts (barrel type) with necessary screws etc. complete | 250x10m m | Each | 357
Wood Work, PVC and Aluminum Doors and Windows | 12.78.2 | Providing and fi xing bright finished brass tower bolts (barrel type) with necessary screws etc. complete | 2 00x10m m | Each | 286
Wood Work, PVC and Aluminum Doors and Windows | 12.78.4 | Providing and fi xing bright finished brass tower bolts (barrel type) with necessary screws etc. complete | 100x10m m | Each | 150
Wood Work, PVC and Aluminum Doors and Windows | 12.79.1 | Providing and fixing bright finished brass door latch with necessary screws etc. complete | 3 00x16 x5 mm | Each | 258
Wood Work, PVC and Aluminum Doors and Windows | 12.79.2 | Providing and fixing bright finished brass door latch with necessary screws etc. complete | 250x16 x5 mm | Each | 245
Wood Work, PVC and Aluminum Doors and Windows | 12.80 | Providing and fixing bright finished brass 100 mm mortice latch and lock with 6 levers and a pair of lever handles of approved quality with necessary screws etc. complete |  | Each | 6
Wood Work, PVC and Aluminum Doors and Windows | 12.81 | Providing and fixing bright finished brass 100 mm mortice latch with one dead bolt and a pair of lever handles of approved quality with necessary screws etc. complete |  | Each | 489
Wood Work, PVC and Aluminum Doors and Windows | 12.82 | Providing and fi xing bright finished brass night latch of approved quality including necessary screws etc. complete |  | Each | 879
Wood Work, PVC and Aluminum Doors and Windows | 12.84 | Providing and fi xing 50 mm bright finished brass cup board or wardrobe knob of approved quality with necessary screws |  | Each | 54
Wood Work, PVC and Aluminum Doors and Windows | 12.85.1 | Providing and fixing bright finished brass handles with screws etc. complete | 125 mm | Each | 195
Wood Work, PVC and Aluminum Doors and Windows | 12.85.2 | Providing and fixing bright finished brass handles with screws etc. complete | 100 mm | Each | 181
Wood Work, PVC and Aluminum Doors and Windows | 12.86 | Providing and fi xing bright finished brass hanging type floor door stopper with necessary screws, etc.c omplete |  | Each | 2
Wood Work, PVC and Aluminum Doors and Windows | 12.87.1 | Providing and fixing magnetic catcher of approved quality in cupboard/ ward robe shutters, including fixing with necessary screws etc. complete | Triple strip vertical type | Each | 34
Wood Work, PVC and Aluminum Doors and Windows | 12.87.2 | Providing and fixing magnetic catcher of approved quality in cupboard/ ward robe shutters, including fixing with necessary screws etc. complete | Double strip (horizontal type) HYDRAULIC DOOR CLOSERS | Each | 6
Wood Work, PVC and Aluminum Doors and Windows | 12.88 | Providing and fixing aluminium die cast body tubular type universal hydraulic door closer (having brand logo with ISi, IS: 356 4, embossed on the body, door weight up to 35 kg and door width up to 7 00 mm), with necessary accessories and screws etc. complete |  | Each | 2
Wood Work, PVC and Aluminum Doors and Windows | 12.89 | Providing and fixing aluminium e xtruded section body tubular type universal hydraulic door closer (having brand logo with ISi, IS: 3564, embossed on the body, door weight up to 3 6 kg to 80 kg and door width from 701 mm to 1 000 mm), with double speed adjustment with necessary accessories and screws etc. complete. CHROMIUM PLATED BRASS FITTINGS |  | Each | 785
Wood Work, PVC and Aluminum Doors and Windows | 12.90 | Providing and fixing chromium plated brass 1 00 mm mortice latch and lock with 6 levers and a pair of lever handles of approved quality with necessary screws etc. complete |  | Each | 7
Wood Work, PVC and Aluminum Doors and Windows | 12.91 | Providing and fi xing chromium plated brass night latch of approved quality including necessary screws etc. complete |  | Each | 6
Wood Work, PVC and Aluminum Doors and Windows | 12.92.1 | Providing and fixing special quality chromium plated brass cupboard locks with six levers of approved quality including necessary screws etc. complete | Size 40 mm | Each | 165
Wood Work, PVC and Aluminum Doors and Windows | 12.92.2 | Providing and fixing special quality chromium plated brass cupboard locks with six levers of approved quality including necessary screws etc. complete | Size 50 mm | Each | 178
Wood Work, PVC and Aluminum Doors and Windows | 12.92.3 | Providing and fixing special quality chromium plated brass cupboard locks with six levers of approved quality including necessary screws etc. complete | Size 65 mm | Each | 210
Wood Work, PVC and Aluminum Doors and Windows | 12.92.4 | Providing and fixing special quality chromium plated brass cupboard locks with six levers of approved quality including necessary screws etc. complete | Size 75 mm | Each | 243
Wood Work, PVC and Aluminum Doors and Windows | 12.93 | Providing and fixing chromium plated brass 50 mm cupboard or wardrobe knobs with nuts complete |  | Each | 111
Wood Work, PVC and Aluminum Doors and Windows | 12.94.1 | Providing and fixing chromium plated brass handles with necessary screws etc. complete | 125 mm | Each | 216
Wood Work, PVC and Aluminum Doors and Windows | 12.94.2 | Providing and fixing chromium plated brass handles with necessary screws etc. complete | 100 mm | Each | 190
Wood Work, PVC and Aluminum Doors and Windows | 12.94.3 | Providing and fixing chromium plated brass handles with necessary screws etc. complete | 75 mm | Each | 171
Wood Work, PVC and Aluminum Doors and Windows | 12.95 | Providing and fixing chromium plated brass casement window fastener with necessary screws etc. complete |  | Each | 131
Wood Work, PVC and Aluminum Doors and Windows | 12.96.1 | Providing and fixing chromium plated brass casement stays (straight peg type) with necessary screws etc. complete | 300 mm weighing not less than 330 gms | Each | 196
Wood Work, PVC and Aluminum Doors and Windows | 12.96.2 | Providing and fixing chromium plated brass casement stays (straight peg type) with necessary screws etc. complete | 250 mm weighing not less than 280 gms | Each | 170
Wood Work, PVC and Aluminum Doors and Windows | 12.96.3 | Providing and fixing chromium plated brass casement stays (straight peg type) with necessary screws etc. complete | 200 mm weighing not less than 240 gms ANODISED ALUMINIUM FITTINGS (ALL FITTINGS SHALL BE ISi MARKED) | Each | 144
Wood Work, PVC and Aluminum Doors and Windows | 12.97.1 | Providing and fixing ISi marked aluminium butt hinges anodised (anodic coating not less than grade AC 10 as per IS: 1868) transparent or dyed to required colour or shade with necessary screws etc. complete | 125x75x4 mm 12.97. 2 125x63x4 mm | Each | 123
Wood Work, PVC and Aluminum Doors and Windows | 12.97.3 | Providing and fixing ISi marked aluminium butt hinges anodised (anodic coating not less than grade AC 10 as per IS: 1868) transparent or dyed to required colour or shade with necessary screws etc. complete | 100x75x4 mm | Each | 91
Wood Work, PVC and Aluminum Doors and Windows | 12.97.4 | Providing and fixing ISi marked aluminium butt hinges anodised (anodic coating not less than grade AC 10 as per IS: 1868) transparent or dyed to required colour or shade with necessary screws etc. complete | 100x63x4 mm | Each | 82
Wood Work, PVC and Aluminum Doors and Windows | 12.97.5 | Providing and fixing ISi marked aluminium butt hinges anodised (anodic coating not less than grade AC 10 as per IS: 1868) transparent or dyed to required colour or shade with necessary screws etc. complete | 100x63x3.2 mm | Each | 75
Wood Work, PVC and Aluminum Doors and Windows | 12.97.6 | Providing and fixing ISi marked aluminium butt hinges anodised (anodic coating not less than grade AC 10 as per IS: 1868) transparent or dyed to required colour or shade with necessary screws etc. complete | 75x63x4 mm | Each | 64
Wood Work, PVC and Aluminum Doors and Windows | 12.97.7 | Providing and fixing ISi marked aluminium butt hinges anodised (anodic coating not less than grade AC 10 as per IS: 1868) transparent or dyed to required colour or shade with necessary screws etc. complete | 75x63x3.2 mm 12.97.B 75x45x3.2 mm Note:- Aluminium hinges shall not be used in wooden shutters, stainless steel hinges shall be preferred | Each | 57
Wood Work, PVC and Aluminum Doors and Windows | 12.98.1 | Providing and fixing aluminium sliding door bolts, ISi marked anodised (anodic coating not less than grade AC 10 as per IS: 1868), transparent or dyed to required colour or shade, with nuts and screws etc. complete | 300x16 mm | Each | 225
Wood Work, PVC and Aluminum Doors and Windows | 12.98.2 | Providing and fixing aluminium sliding door bolts, ISi marked anodised (anodic coating not less than grade AC 10 as per IS: 1868), transparent or dyed to required colour or shade, with nuts and screws etc. complete | 250x16 mm | Each | 200
Wood Work, PVC and Aluminum Doors and Windows | 12.99.1 | Providing and fixing aluminium tower bolts, ISi marked, anodised (anodic coating not less than grade AC 10 as per IS: 1868 ) transparent or dyed to required colour or shade, with necessary screws etc. complete | 300x10 mm | Each | 107
Wood Work, PVC and Aluminum Doors and Windows | 12.99.2 | Providing and fixing aluminium tower bolts, ISi marked, anodised (anodic coating not less than grade AC 10 as per IS: 1868 ) transparent or dyed to required colour or shade, with necessary screws etc. complete | 250x10 mm | Each | 94
Wood Work, PVC and Aluminum Doors and Windows | 12.99.3 | Providing and fixing aluminium tower bolts, ISi marked, anodised (anodic coating not less than grade AC 10 as per IS: 1868 ) transparent or dyed to required colour or shade, with necessary screws etc. complete | 200x10 mm | Each | 81
Wood Work, PVC and Aluminum Doors and Windows | 12.99.4 | Providing and fixing aluminium tower bolts, ISi marked, anodised (anodic coating not less than grade AC 10 as per IS: 1868 ) transparent or dyed to required colour or shade, with necessary screws etc. complete | 150x10 mm | Each | 69
Wood Work, PVC and Aluminum Doors and Windows | 12.99.5 | Providing and fixing aluminium tower bolts, ISi marked, anodised (anodic coating not less than grade AC 10 as per IS: 1868 ) transparent or dyed to required colour or shade, with necessary screws etc. complete | 100x10 mm | Each | 52
Wood Work, PVC and Aluminum Doors and Windows | 12.100 | Providing and fixing aluminium pull bolt lock, ISi marked, anodised (anodic coating not less than grade AC 1O as per IS: 1868) transparent or dyed to required colour and shade, with necessary screws bolts, nut and washers etc. complete |  | Each | 72
Wood Work, PVC and Aluminum Doors and Windows | 12.101 | Providing and fixing 50 cm long aluminium kicking plate of size 100x3.15 mm, anodised (anodic coating not less than grade AC 10 as per IS: 1868) transparent or dyed to required colour or shade, with necessary screws etc. complete |  | Each | 200
Wood Work, PVC and Aluminum Doors and Windows | 12.102.1 | Providing and fixing aluminium handles, ISi marked, anodised (anodic coating not less than grade AC 1 O as per IS: 1868) transparent or dyed to required colour or shade, with necessary screws etc. complete | 125 mm | Each | 55
Wood Work, PVC and Aluminum Doors and Windows | 12.102.2 | Providing and fixing aluminium handles, ISi marked, anodised (anodic coating not less than grade AC 1 O as per IS: 1868) transparent or dyed to required colour or shade, with necessary screws etc. complete | 100 mm | Each | 48
Wood Work, PVC and Aluminum Doors and Windows | 12.102.3 | Providing and fixing aluminium handles, ISi marked, anodised (anodic coating not less than grade AC 1 O as per IS: 1868) transparent or dyed to required colour or shade, with necessary screws etc. complete | 75 mm | Each | 41
Wood Work, PVC and Aluminum Doors and Windows | 12.103.1 | Providing and fixing aluminium hanging floor door stopper, ISi marked, anodised (anodic coating not less than grade AC 1 O as per IS: 1868) transparent or dyed to required colour and shade, with necessary screws etc. complete | Single rubber stopper | Each | 31
Wood Work, PVC and Aluminum Doors and Windows | 12.103.2 | Providing and fixing aluminium hanging floor door stopper, ISi marked, anodised (anodic coating not less than grade AC 1 O as per IS: 1868) transparent or dyed to required colour and shade, with necessary screws etc. complete | Twin rubber stopper | Each | 58
Wood Work, PVC and Aluminum Doors and Windows | 12.104.1 | Providing and fixing aluminium casement stays, ISi marked, anodised transparent or dyed to required colour and shade or powder coated or polyester powder coated, with necessary screws etc. complete | Anodized (AC-10) Aluminium | Each | 56
Wood Work, PVC and Aluminum Doors and Windows | 12.104.2 | Providing and fixing aluminium casement stays, ISi marked, anodised transparent or dyed to required colour and shade or powder coated or polyester powder coated, with necessary screws etc. complete | Anodized (AC-15) Aluminium | Each | 62
Wood Work, PVC and Aluminum Doors and Windows | 12.104.3 | Providing and fixing aluminium casement stays, ISi marked, anodised transparent or dyed to required colour and shade or powder coated or polyester powder coated, with necessary screws etc. complete | Powder coated minimum thickness 50 micron aluminium | Each | 66
Wood Work, PVC and Aluminum Doors and Windows | 12.104.4 | Providing and fixing aluminium casement stays, ISi marked, anodised transparent or dyed to required colour and shade or powder coated or polyester powder coated, with necessary screws etc. complete | Polyester powder coated minimum thickness 50 micron | Each | 65
Wood Work, PVC and Aluminum Doors and Windows | 12.105 | Providing and fixing bright finished brass 100 mm mortice latch and lock, ISi marked, with six levers and a pair of anodised (anodic coating not less than grade AC 10 as per IS: 1868) aluminium lever handles of approved quality with necessary screws etc. complete |  | Each | 639
Wood Work, PVC and Aluminum Doors and Windows | 12.108 | Providing and fixing aluminium tee channels (heavy duty) with rollers & stop end in pelmets as curtain rod. 12.107 Providing Aluminium Jali of thickness 7mm thick with openings - 75mm X 75mm of including anodizing and fixing in frame with cost of screws etc. 12.108 Providing fixing aluminium round shape handle of outer dia 100mm with screws etc. complete |  | Metre | 132
Wood Work, PVC and Aluminum Doors and Windows | 12.108.1 | Anodized (AC-15) Aluminium |  | Each | 74
Wood Work, PVC and Aluminum Doors and Windows | 12.108.2 | Powder coated minimum thickness 50 micron |  | Each | 78
Wood Work, PVC and Aluminum Doors and Windows | 12.108.3 | Polyester powder coated minimum thickness 50 micron PTMT (Polytetra Methylene Terephthalate) FITTINGS |  | Each | 83
Wood Work, PVC and Aluminum Doors and Windows | 12.109.1 | Providing and fixing PTMT handles with necessary screws etc. complete | 125x34x24 mm weighing not less than 23 gms | Each | 36
Wood Work, PVC and Aluminum Doors and Windows | 12.109.2 | Providing and fixing PTMT handles with necessary screws etc. complete | 150x34x24 mm weighing not less than 26 gms 12.11 O Providing and fixing PTMT Butt hinges with necessary screws etc. complete | Each | 36
Wood Work, PVC and Aluminum Doors and Windows | 12.111.1 | Providing and fixing PTMT Tower Bolts with 12 mm one piece rod inside and necessary screws etc., complete | 152x42x18 mm weighing not less than 60 gms | Each | 70
Wood Work, PVC and Aluminum Doors and Windows | 12.111.2 | Providing and fixing PTMT Tower Bolts with 12 mm one piece rod inside and necessary screws etc., complete | 202x42x18 mm weighing not less than 78 gms | Each | 97
Wood Work, PVC and Aluminum Doors and Windows | 12.112 | Providing and fixing PTMT door catcher of length 72 mm and dia. of 42 mm with suitable washers weighing not less than 33 gms |  | Each | 34
Wood Work, PVC and Aluminum Doors and Windows | 12.113.1 | Providing and fixing wooden handrail of required shape and design, with necessary screws, including labour, for rounding, vertical and horizontal bends and curves complete fixed in position | Deodar Wood | Cum | 193559
Wood Work, PVC and Aluminum Doors and Windows | 12.113.3 | Providing and fixing wooden handrail of required shape and design, with necessary screws, including labour, for rounding, vertical and horizontal bends and curves complete fixed in position | Teak wood | Cum | 153847
Wood Work, PVC and Aluminum Doors and Windows | 12.114 | Providing and fixing of roller blinds on windows complete with material and labour complete with push up & down arrangement as per approved design / colour and Engineer-in-charge. WOODEN JAFFERIES |  | Sqm | 2337
Wood Work, PVC and Aluminum Doors and Windows | 12.115.1 | Providing and fixing plain Jaffri of 35x10 mm laths placed 35 mm apart (frames to be paid separately), including fixing 50x12 mm beading complete with | Second class teak wood | Sqm | 1966
Wood Work, PVC and Aluminum Doors and Windows | 12.116 | Providing and fixing Bamboo Jaffri/ fencing consisting of superior quality 25mm dia (Average) half cut bamboo placed vertically and fixed together with three numbers horizontal running members of Hollock wood in scantling of section 50X25 mm, fixed with nails and G.I wire on existing support complete as per direction of Engineer-in-charge. B. PVC Work PUC/uPVC, FRP DOOR/WINDOWS FRAMES AND SHUTTERS |  | Sqm | 783
Wood Work, PVC and Aluminum Doors and Windows | 12.117.1 | Providing and fixing factory made uPVC door frame made of uPVC extruded sections having an overall dimension as below (tolerance ±1m m), with wall thickness 2.0 mm (± 0.2 mm), corners of the door frame to be Jointed with galvanized brackets and stainless steel screws, joints mitred and Plastic welded. The hinge side vertical of the frames reinforced by galvanized M.S. tube of size 19 X 19 mm and 1 mm (± 0.1 mm) wall thickness and 3 Nos. stainless steel hinges fixed to the frame complete as per manufacturer's specification and direction of Engineer- in-charge | Extruded section profile size 48x40 mm | Metre | 185
Wood Work, PVC and Aluminum Doors and Windows | 12.117.2 | Providing and fixing factory made uPVC door frame made of uPVC extruded sections having an overall dimension as below (tolerance ±1m m), with wall thickness 2.0 mm (± 0.2 mm), corners of the door frame to be Jointed with galvanized brackets and stainless steel screws, joints mitred and Plastic welded. The hinge side vertical of the frames reinforced by galvanized M.S. tube of size 19 X 19 mm and 1 mm (± 0.1 mm) wall thickness and 3 Nos. stainless steel hinges fixed to the frame complete as per manufacturer's specification and direction of Engineer- in-charge | Extruded section profile size 42x50 mm | Metre | 230
Wood Work, PVC and Aluminum Doors and Windows | 12.118.1 | Providing and fixing to existing door frames | 24 mm thick factory made PVC door shutters made of styles and rails of a uPVC hollow section of size 59x24 mm and wall thickness 2 mm (± 0.2 mm) with inbuilt edging on both sides. The styles and rails mitred and joint at the comers by means of M.S. galvanised/ plastic brackets of size 75x220 mm having wall thickness 1.0 mm and stainless steel screws. The styles of the shutter reinforced by inserting galvanised M.S. tube of size 20x20 mm and 1 mm (± 0.1 mm) wall thickness. The lock rail made up of 'H' section, a uPVC hollow section of size 100x24 mm and 2 mm (± 0.2 mm) wall thickness, fixed to the shutter styles by means of plastic/galvanised M.S. 'U' cleats. The shutter frame filled with a uPVC multi-chambered single panel of size not less than 620 mm, having over all thickness of 20 mm and 1 mm (± 0.1 mm) wall thickness. The panels filled vertically and tie bar at two places by inserting horizontally 6 mm galvanised M.S. rod and fastened with nuts and washers, complete as per manufacturer's specification and direction of Engineer-in-charge. (For W.C. and bathroom door shutter) | Sqm | 1536
Wood Work, PVC and Aluminum Doors and Windows | 12.118.2 | Providing and fixing to existing door frames | 30 mm thick factory made Polyvinyl Chloride (PVC) door shutter made of styles and rails of a uPVC hollow section of size 60x30 mm and wall thickness 2 mm (:t 0.2 mm), with inbuilt decorative moulding edging on one side. The styles and rails mitred and joint at the comers by means of M.S. galvanised/ plastic brackets of size 75x220 mm having wall thickness 1.0 mm and stainless steel screws. The styles of the shutter reinforced by inserting galvanised M.S. tube of size 25x20 mm and 1 mm (:t 0.1 mm) wall thickness. The lock rail made up of 'H' section, a uPVC hollow section of size 100x30 mm and 2 mm (:t 0.2 mm) wall thickness fixed to the shutter styles by means of plastic/ galvanised M.S. 'U' cleats. The shutter frame filled with a uPVC multi-chambered single panel of size not less than 620 mm, having over all thickness of 20 mm and 1 mm (:t 0.1 mm) wall thickness. The panels filled vertically and tie bar at two places by inserting horizontally 6 mm galvanised M.S. rod and fastened with nuts and washers, complete as per manufacturer's specification and direction of Engineer-in-charge | Sqm | 1747
Wood Work, PVC and Aluminum Doors and Windows | 12.118.3 | Providing and fixing to existing door frames | 25 mm thick PVC flush door shutters made out of a one piece Multi chamber extruded PVC section of the size of 762 mm X 25 mm or less as per requirement with an average wall thickness of 1 mm (:t 0.3 mm). PVC foam end cap of size 23x1 O mm are provided on both vertical edges to ensure the overall thickness of 25 mm. M.S. tube having dimensions 19 mm x 19 mm and 1.0 mm (± 0.1 mm) is inserted along the hinge side of the door. Core of the door shutter should be filled with High Density Polyurethane foam. The Top & Bottom edges of the shutter are covered with an end-cap of the size 25 mm X 11 mm. Door shutter shall be reinforced with special polymeric reinforcements as per manufacturer's specification and direction of Engineer-in­ charge to take up necessary hardware and fixtures. Stickers indicating the locations of hardware will be pasted at appropriate places | Sqm | 2333
Wood Work, PVC and Aluminum Doors and Windows | 12.119 | Providing and fixing factory made P.V.C. door frame of size 50x47 mm with a wall thickness of 5 mm, made out of extruded 5mm rigid PVC foam sheet, mitred at comers and joined with 2 Nos. of 150 mm long brackets of 15x15 mm M.S. square tube, the vertical door frame profiles to be reinforced with 19x19 mm M.S. square tube of 19 gauge, EPDM rubber gasket weather seal to be provided through out the frame. The door frame to be fixed to the wall using M.S. screws of 65/100 mm size, complete as per manufacturer's specification and direction of Engineer- in-Charge |  | Metre | 349
Wood Work, PVC and Aluminum Doors and Windows | 12.120.1 | Providing and fixing factory made panel PVC door shutter consisting of frame made out of M.S. tubes of 19 gauge thickness and size of 19 mm x 19 mm for styles and 15x15 mm for top & bottom rails. M.S. frame shall have a coat of steel primers of approved make and manufacture. M.S. frame covered with 5 mm thick heat moulded PVC 'C' channel of size 30 mm thickness, 70 mm width out of which 50 mm shall be flat and 20 mm shall be tapered in 45 degree angle on both side forming styles and 5 mm thick, 95 mm wide PVC sheet out of which 75mm shall be flat and 20 mm shall be tapered in 45 degree on the inner side to form top and bottom rail and 115 mm wide PVC sheet out of which 75 mm shall be flat and 20 mm shall be tapered on both sides to form lock rail. Top, bottom and lock rails shall be provided both side of the panel. 10 mm (5 mm x 2 ) thick, 20 mm wide cross PVC sheet be provided as gap insert for top rail & bottom rail, panelling of 5 mm thick both side PVC sheet to be fitted in the M.S. frame welded/ sealed to the styles & rails with 7 mm (5 mm+2 mm) thick x 15 mm wide PVC sheet beading on inner side, and joined together with solvent cement adhesive. An additional 5 mm thick PVC strip of 20 mm width is to be stuck on the interior side of the 'C' Channel using PVC solvent adhesive etc. complete as per direction of Engineer-in-charge, manufacturer's specification & drawing | 30 mm thick plain PVC door shutters | Sqm | 2179
Wood Work, PVC and Aluminum Doors and Windows | 12.120.2 | Providing and fixing factory made panel PVC door shutter consisting of frame made out of M.S. tubes of 19 gauge thickness and size of 19 mm x 19 mm for styles and 15x15 mm for top & bottom rails. M.S. frame shall have a coat of steel primers of approved make and manufacture. M.S. frame covered with 5 mm thick heat moulded PVC 'C' channel of size 30 mm thickness, 70 mm width out of which 50 mm shall be flat and 20 mm shall be tapered in 45 degree angle on both side forming styles and 5 mm thick, 95 mm wide PVC sheet out of which 75mm shall be flat and 20 mm shall be tapered in 45 degree on the inner side to form top and bottom rail and 115 mm wide PVC sheet out of which 75 mm shall be flat and 20 mm shall be tapered on both sides to form lock rail. Top, bottom and lock rails shall be provided both side of the panel. 10 mm (5 mm x 2 ) thick, 20 mm wide cross PVC sheet be provided as gap insert for top rail & bottom rail, panelling of 5 mm thick both side PVC sheet to be fitted in the M.S. frame welded/ sealed to the styles & rails with 7 mm (5 mm+2 mm) thick x 15 mm wide PVC sheet beading on inner side, and joined together with solvent cement adhesive. An additional 5 mm thick PVC strip of 20 mm width is to be stuck on the interior side of the 'C' Channel using PVC solvent adhesive etc. complete as per direction of Engineer-in-charge, manufacturer's specification & drawing | 30 mm thick pre laminated PVC door shutters | Sqm | 2179
Wood Work, PVC and Aluminum Doors and Windows | 12.121 | Providing and fixing factory made door frame (single rebate) made out of single piece extruded solid PVC foam profile with homogenous fine cellular structure having smooth outer integral skin having 62 mm width & 32 mm thickness, frame will be mitred & Jointed with self driven self tapping screws of size 38 mm x 4 mm & PVC solvent cement, including fixing the frame to wall with suitable dia & length anchor fastener as per manufacturer's specification and direction of Engineer-in-charge |  | Metre | 432
Wood Work, PVC and Aluminum Doors and Windows | 12.122.1 | Providing and fixing factory made 30 mm thick door shutter made of solid PVC foam profile. The styles & rails shall be of size 75 mm x 30 mm having wall thickness 5 mm. The styles, top & bottom rails shall have one side wall thickness of 15 mm integrally extruded on the hinge side of the profile for better screw holding power. The styles and rails shall be reinforced with M.S. tubes of size 33 mm x 17 mmx 1 mm, painted with primer, all four comers of reinforcement to be welded or sealed. Solid PVC extruded bidding (push fit type) will be set inside the styles and the rails with a cavity, to receive single piece extruded 5mm PVC sheet as panel. The styles and rails will be mitred cut and joint with the help of PVC solvent cement & self driven self tapping screws. Single piece extruded solid PVC lock rail of size 100 mm x 30 mm with wall thickness 5 mm & 15 mm integrally extruded in the middle of the lock rail & fixed with styles with the help of PVC solvent cement & self driven self tapping screws of size 100mm x 8 mm complete as per manufacturer's specifications and direction of Engineer-in-charge | Non decorative finish | Sqm | 2766
Wood Work, PVC and Aluminum Doors and Windows | 12.122.2 | Providing and fixing factory made 30 mm thick door shutter made of solid PVC foam profile. The styles & rails shall be of size 75 mm x 30 mm having wall thickness 5 mm. The styles, top & bottom rails shall have one side wall thickness of 15 mm integrally extruded on the hinge side of the profile for better screw holding power. The styles and rails shall be reinforced with M.S. tubes of size 33 mm x 17 mmx 1 mm, painted with primer, all four comers of reinforcement to be welded or sealed. Solid PVC extruded bidding (push fit type) will be set inside the styles and the rails with a cavity, to receive single piece extruded 5mm PVC sheet as panel. The styles and rails will be mitred cut and joint with the help of PVC solvent cement & self driven self tapping screws. Single piece extruded solid PVC lock rail of size 100 mm x 30 mm with wall thickness 5 mm & 15 mm integrally extruded in the middle of the lock rail & fixed with styles with the help of PVC solvent cement & self driven self tapping screws of size 100mm x 8 mm complete as per manufacturer's specifications and direction of Engineer-in-charge | Decorative finish (both side wood grained finish) | Sqm | 2896
Wood Work, PVC and Aluminum Doors and Windows | 12.123 | Providing and fixing PVC rigid foam sheet 1 mm thick on existing door shutters (bathroom and W.C. doors) using synthetic rubber based adhesive |  | Sqm | 605
Wood Work, PVC and Aluminum Doors and Windows | 12.124 | Providing and fixing PVC Door Frame of size 50x47 mm with a wall thickness of 5 mm (± 0.2 mm), made out of single piece extruded PVC profile, with mitred cut joints and joint with 2 Nos. of PVC bracket of size 190 mm x 100 mm long arms of cross section size 35 x 15 mm & self driven self taping screws, the vertical door profiles to be reinforced with 40x20 mm M.S. rectangular tube of 0.8 mm, including providing EPDM rubber gasket weather seal throughout the frame, including jointing 5 mm PVC frame strip with PVC solvent cement on the back of the profile. The door frame to be fixed to the wall using 8 x100 mm long anchor fasteners complete, all as per manufacturer's specification and direction of Engineer -in- charge |  | Metre | 411
Wood Work, PVC and Aluminum Doors and Windows | 12.125.1 | Non decorative finish (matt finish) |  | Sqm | 2966
Wood Work, PVC and Aluminum Doors and Windows | 12.125.2 | Decorative finish (wood grained finish) |  | Sqm | 3550
Wood Work, PVC and Aluminum Doors and Windows | 12.126 | Providing and Fixing factory made uPVC door frame, made of uPVC extruded sections, of size 65 mm x 55 mm with wall thickness 2.0 mm (:t 0.2 mm), corners of the door frame to be mitred cut and jointed with plastic brackets and stainless steel screws, reinforcing hinge side vertical of the frames with PVC profile of Size 28 mm x 30 mm having wall thickness 2 mm (±0.2 mm), including providing & fixing 3 Nos. of 125 mm long stainless steel hinges to the frame, fixing the frame with jamb with required number & size of anchor dash fasteners, all complete as per manufacturer's specification and direction of Engineer-in-charge |  | Metre | 483
Wood Work, PVC and Aluminum Doors and Windows | 12.127 | Providing and fixing 37 mm thick factory made PVC door shutter, styles and rails made of PVC hollow section of size 100 mm x 37 mm with wall thickness 2 mm (± 0.2 mm), with inbuilt bead on one side, styles and rails mitred cut and joint at the comers by means of 2 Nos. of plastic brackets of size 75 mm x 220 mm at each comer and stainless steel screws, reinforcing the hinge side of style by inserting PVC profile of size 28 mm x 30 mm, with wall thickness 2 mm ( ± 0.2 mm). Lock rail of size 100 mm x 37 mm, wall thickness 2 mm (+ 0.2 mm) will be fixed to the vertical styles. Providing with PVC snap fit beads and panel of size 100 mm x 20 mm, and inserting 2 Nos. tie bar of 6 mm dia and fastening with nuts and washers complete, all as per manufacturer's specification and direction of Engineer-in-charge |  | Sqm | 3242
Wood Work, PVC and Aluminum Doors and Windows | 12.128 | Providing and Fixing factory made PVC door frame made of PVC extruded sections of size 75 mm x 53 mm, having wall thickness 2.0 mm (± 0.2 mm). Both verticals sides of the frame reinforced with PVC profile of cross section size 28 mm x 30 mm x 2 mm thickness (± 0.2 mm) and 75 mm x 200 mm long, including reinforcing both ends of the top frame with PVC profile. PVC Door Frame and PVC reinforcement profile to be mitred cut, jointed and fusion welded together, including providing and fixing 3 Nos. of 125 mm long stainless steel hinges to frame, fixing the frame with jamb with required Nos. & sizes of anchor dash fastener, all complete as per manufacturer's specification and direction of engineer- in-charge |  | Metre | 541
Wood Work, PVC and Aluminum Doors and Windows | 12.129 | Providing and fixing 37 mm thick factory made PVC Door shutter, styles and rails made of PVC hollow extruded printed and laminated section having overall dimension 115 mm x 37 mm with wall thickness 2 mm(± 0.2 mm) with inbuilt beading on one side, the styles and rails mitred cut and joint at corners by inserting 2 Nos. PVC profile reinforcement of size 75 mm x 200 mm long with cross section size of 28 mm x 30 mm having wall thickness 2 mm (± 0.2 mm). Styles, rails and reinforcements to be fusion welded together. Only hinge side vertical style to be reinforced with PVC profile reinforcement in full length. Printed and laminated PVC lock rail of size 110 mm x 37 mm having wall thickness 2 mm (± 0.2 mm) to be welded horizontally with the vertical styles after inserting PVC profile reinforcement as in styles and rails, providing with PVC snap fit beading, panels of 100 x 20 mm printed & laminated and inserting 2 Nos. 6 mm dia bright steel rod horizontally with both side threaded and tightened with check nuts and washers complete, all as per manufacturer's specification and direction of engineer-in-charge |  | Sqm | 3502
Wood Work, PVC and Aluminum Doors and Windows | 12.130.1 | Providing and fixing of casement and fixed windows made from multi chambered UPVC profiles of 56 to 68mm width in natural from stabilized for heat, light, impact & UV radiation The UPVC profiles should be reinforced with galvanized steel profiles of designed thickness. All openable sashes shall be having weather seal fitted in continuous lengths made from Bubble EPOM Rubber and side hung/ top hung with up to 90 degree opening friction stays of SS 304 with provision of multipoint locking system made from Espag rods. All handle shall be made from Die Cast Zinc alloy (Model ESPAG)BS- 1004A in white finish with suitable locking arrangement. The windows shall be fixed to opening using expandable screws and friction stays that shall be able to with stand wind speeds up to 180 km/hr. the shoot bolts in windows shall be rust proof metallic coated steel. The window frames shall be fixed in masonry wall RCC with necessary fasteners, nuts, bolts, washers, caps, silicon sealant etc. complete | Frame work | Sqm | 3517
Wood Work, PVC and Aluminum Doors and Windows | 12.130.2 | Providing and fixing of casement and fixed windows made from multi chambered UPVC profiles of 56 to 68mm width in natural from stabilized for heat, light, impact & UV radiation The UPVC profiles should be reinforced with galvanized steel profiles of designed thickness. All openable sashes shall be having weather seal fitted in continuous lengths made from Bubble EPOM Rubber and side hung/ top hung with up to 90 degree opening friction stays of SS 304 with provision of multipoint locking system made from Espag rods. All handle shall be made from Die Cast Zinc alloy (Model ESPAG)BS- 1004A in white finish with suitable locking arrangement. The windows shall be fixed to opening using expandable screws and friction stays that shall be able to with stand wind speeds up to 180 km/hr. the shoot bolts in windows shall be rust proof metallic coated steel. The window frames shall be fixed in masonry wall RCC with necessary fasteners, nuts, bolts, washers, caps, silicon sealant etc. complete | Openable shutter | Sqm | 5374
Wood Work, PVC and Aluminum Doors and Windows | 12.130.3 | Providing and fixing of casement and fixed windows made from multi chambered UPVC profiles of 56 to 68mm width in natural from stabilized for heat, light, impact & UV radiation The UPVC profiles should be reinforced with galvanized steel profiles of designed thickness. All openable sashes shall be having weather seal fitted in continuous lengths made from Bubble EPOM Rubber and side hung/ top hung with up to 90 degree opening friction stays of SS 304 with provision of multipoint locking system made from Espag rods. All handle shall be made from Die Cast Zinc alloy (Model ESPAG)BS- 1004A in white finish with suitable locking arrangement. The windows shall be fixed to opening using expandable screws and friction stays that shall be able to with stand wind speeds up to 180 km/hr. the shoot bolts in windows shall be rust proof metallic coated steel. The window frames shall be fixed in masonry wall RCC with necessary fasteners, nuts, bolts, washers, caps, silicon sealant etc. complete | Double glass glazing comprising of 6 mm thick toughened clear glass+ 12mm air gap+ 5mm annealed clear glass | Sqm | 2226
Wood Work, PVC and Aluminum Doors and Windows | 12.131.1 | Providing and fixing factory made uPVC white colour casement/casement cum fixed glazed windows comprising of uPVC multi-chambered frame, sash and mullion (where ever required) extruded profiles duly reinforced with 1.60 ± 0.2 mm thick galvanized mild steel section made from roll forming process of required length (shape & size according to uPVC profile), uPVC extruded glazing beads of appropriate dimension, EPDM gasket, stainless steel (SS 304 grade) friction hinges, zinc alloy (white powder coated) casement handles, G.I fasteners 100 x 8 mm size for fixing frame to finished wall, plastic packers, plastic caps and necessary stainless steel screws etc. Profile of frame & sash shall be mitred cut and fusion welded at all corners, mullion (if required) shall be also fusion welded including drilling of holes for fixing hardware's and drainage of water etc. After fixing frame the gap between frame and adjacent finished wall shall be filled with weather proof silicon sealant over backer rod of required size and of approved quality, all complete as per approved drawing & direction of Engineer-in-Charge. (Single/ double glass panes and silicon sealant shall be paid separately). Variation in profile dimension in higher side shall be accepted but no extra payment on this account shall be made. Note: For uPVC frame, sash and mullion extruded profiles minus 5% tolerance in dimension i.e. in depth & width of profile shall be acceptable | Casement window single panel with S.S. friction hinges (300 x 19 x 1.9 mm), made of (small series) frame 47 x 50 mm & sash 47 x 68 mm both having wall thickness of 1.9 ± 0.2 mm and single glass pane glazing bead of appropriate dimension. (Area of window up to 0.75 sqm) | Sqm | 8497
Wood Work, PVC and Aluminum Doors and Windows | 12.131.2 | Providing and fixing factory made uPVC white colour casement/casement cum fixed glazed windows comprising of uPVC multi-chambered frame, sash and mullion (where ever required) extruded profiles duly reinforced with 1.60 ± 0.2 mm thick galvanized mild steel section made from roll forming process of required length (shape & size according to uPVC profile), uPVC extruded glazing beads of appropriate dimension, EPDM gasket, stainless steel (SS 304 grade) friction hinges, zinc alloy (white powder coated) casement handles, G.I fasteners 100 x 8 mm size for fixing frame to finished wall, plastic packers, plastic caps and necessary stainless steel screws etc. Profile of frame & sash shall be mitred cut and fusion welded at all corners, mullion (if required) shall be also fusion welded including drilling of holes for fixing hardware's and drainage of water etc. After fixing frame the gap between frame and adjacent finished wall shall be filled with weather proof silicon sealant over backer rod of required size and of approved quality, all complete as per approved drawing & direction of Engineer-in-Charge. (Single/ double glass panes and silicon sealant shall be paid separately). Variation in profile dimension in higher side shall be accepted but no extra payment on this account shall be made. Note: For uPVC frame, sash and mullion extruded profiles minus 5% tolerance in dimension i.e. in depth & width of profile shall be acceptable | Casement window double panels with S.S. friction hinges (300 x 19 x 1.9 mm) made of (small series) frame 47 x 50 mm, sash 47 x 68 mm & mullion 47 x 68 mm all having wall thickness of 1.9 ± 0.2 mm and single glazing bead of appropriate dimension. (Area of window above 0. 75 sqm up to 1.50 sqm) | Sqm | 7966
Wood Work, PVC and Aluminum Doors and Windows | 12.131.3 | Providing and fixing factory made uPVC white colour casement/casement cum fixed glazed windows comprising of uPVC multi-chambered frame, sash and mullion (where ever required) extruded profiles duly reinforced with 1.60 ± 0.2 mm thick galvanized mild steel section made from roll forming process of required length (shape & size according to uPVC profile), uPVC extruded glazing beads of appropriate dimension, EPDM gasket, stainless steel (SS 304 grade) friction hinges, zinc alloy (white powder coated) casement handles, G.I fasteners 100 x 8 mm size for fixing frame to finished wall, plastic packers, plastic caps and necessary stainless steel screws etc. Profile of frame & sash shall be mitred cut and fusion welded at all corners, mullion (if required) shall be also fusion welded including drilling of holes for fixing hardware's and drainage of water etc. After fixing frame the gap between frame and adjacent finished wall shall be filled with weather proof silicon sealant over backer rod of required size and of approved quality, all complete as per approved drawing & direction of Engineer-in-Charge. (Single/ double glass panes and silicon sealant shall be paid separately). Variation in profile dimension in higher side shall be accepted but no extra payment on this account shall be made. Note: For uPVC frame, sash and mullion extruded profiles minus 5% tolerance in dimension i.e. in depth & width of profile shall be acceptable | Casement window double panels with top fixed with S.S. friction hinges (350 x 19 x 1.9 mm) made of (small series) frame 47 x 50 mm, sash 47 x 68 mm & mullion 47 x 68 mm all having wall thickness of 1.9 ± 0.2 mm and single glazing bead of appropriate dimension. ( Area of window up to 2.50 sqm) | Sqm | 6362
Wood Work, PVC and Aluminum Doors and Windows | 12.131.4 | Providing and fixing factory made uPVC white colour casement/casement cum fixed glazed windows comprising of uPVC multi-chambered frame, sash and mullion (where ever required) extruded profiles duly reinforced with 1.60 ± 0.2 mm thick galvanized mild steel section made from roll forming process of required length (shape & size according to uPVC profile), uPVC extruded glazing beads of appropriate dimension, EPDM gasket, stainless steel (SS 304 grade) friction hinges, zinc alloy (white powder coated) casement handles, G.I fasteners 100 x 8 mm size for fixing frame to finished wall, plastic packers, plastic caps and necessary stainless steel screws etc. Profile of frame & sash shall be mitred cut and fusion welded at all corners, mullion (if required) shall be also fusion welded including drilling of holes for fixing hardware's and drainage of water etc. After fixing frame the gap between frame and adjacent finished wall shall be filled with weather proof silicon sealant over backer rod of required size and of approved quality, all complete as per approved drawing & direction of Engineer-in-Charge. (Single/ double glass panes and silicon sealant shall be paid separately). Variation in profile dimension in higher side shall be accepted but no extra payment on this account shall be made. Note: For uPVC frame, sash and mullion extruded profiles minus 5% tolerance in dimension i.e. in depth & width of profile shall be acceptable | Casement window single panel with S.S. friction hinges (400 x 19 x 1.9 mm) made of (big series)frame 67 x 60 mm & sash 67 x 80 mm both having wall thickness of 2.3 ± 0.2 mm and single glazing bead / double glazing bead of appropriate dimension. (Area of window above 0.75 sqm) | Sqm | 8470
Wood Work, PVC and Aluminum Doors and Windows | 12.131.5 | Providing and fixing factory made uPVC white colour casement/casement cum fixed glazed windows comprising of uPVC multi-chambered frame, sash and mullion (where ever required) extruded profiles duly reinforced with 1.60 ± 0.2 mm thick galvanized mild steel section made from roll forming process of required length (shape & size according to uPVC profile), uPVC extruded glazing beads of appropriate dimension, EPDM gasket, stainless steel (SS 304 grade) friction hinges, zinc alloy (white powder coated) casement handles, G.I fasteners 100 x 8 mm size for fixing frame to finished wall, plastic packers, plastic caps and necessary stainless steel screws etc. Profile of frame & sash shall be mitred cut and fusion welded at all corners, mullion (if required) shall be also fusion welded including drilling of holes for fixing hardware's and drainage of water etc. After fixing frame the gap between frame and adjacent finished wall shall be filled with weather proof silicon sealant over backer rod of required size and of approved quality, all complete as per approved drawing & direction of Engineer-in-Charge. (Single/ double glass panes and silicon sealant shall be paid separately). Variation in profile dimension in higher side shall be accepted but no extra payment on this account shall be made. Note: For uPVC frame, sash and mullion extruded profiles minus 5% tolerance in dimension i.e. in depth & width of profile shall be acceptable | Casement window double panels with S.S. friction hinges (350 x 19 x 1.9 mm) made of (big series)frame 67 x 60 mm & sash / mullion 67 x 80 mm both having wall thickness of 2.3 ± 0.2 mm and single glazing bead/ double glazing bead of appropriate dimension. (Area of window above 1.50 sqm) | Sqm | 8922
Wood Work, PVC and Aluminum Doors and Windows | 12.131.6 | Providing and fixing factory made uPVC white colour casement/casement cum fixed glazed windows comprising of uPVC multi-chambered frame, sash and mullion (where ever required) extruded profiles duly reinforced with 1.60 ± 0.2 mm thick galvanized mild steel section made from roll forming process of required length (shape & size according to uPVC profile), uPVC extruded glazing beads of appropriate dimension, EPDM gasket, stainless steel (SS 304 grade) friction hinges, zinc alloy (white powder coated) casement handles, G.I fasteners 100 x 8 mm size for fixing frame to finished wall, plastic packers, plastic caps and necessary stainless steel screws etc. Profile of frame & sash shall be mitred cut and fusion welded at all corners, mullion (if required) shall be also fusion welded including drilling of holes for fixing hardware's and drainage of water etc. After fixing frame the gap between frame and adjacent finished wall shall be filled with weather proof silicon sealant over backer rod of required size and of approved quality, all complete as per approved drawing & direction of Engineer-in-Charge. (Single/ double glass panes and silicon sealant shall be paid separately). Variation in profile dimension in higher side shall be accepted but no extra payment on this account shall be made. Note: For uPVC frame, sash and mullion extruded profiles minus 5% tolerance in dimension i.e. in depth & width of profile shall be acceptable | Casement cum fixed panel window having both end single casement panel, middle fixed panels and at top completely fixed ventilator with S.S friction hinges (350 x 19 x 1.9) made of (big series) frame 67 x 60 mm, sash 67 x 80 mm & mullion 67 x 80 mm all having wall thickness of 2.3 ± 0.2 mm and single glazing bead/double glazing bead of appropriate dimension. (Area of window above 3.00 sqm up to 5.00 sqm) | Sqm | 6677
Wood Work, PVC and Aluminum Doors and Windows | 12.132.1 | Providing and fixing factory made uPVC white colour fixed glazed windows/ventilators comprising of uPVC multi-chambered frame and mullion (where ever required) extruded profiles duly reinforced with 1.60:t 0.2 mm thick galvanized mild steel section made from roll forming process of required length (shape & size according to uPVC profile),, uPVC extruded glazing beads of appropriate dimension, EPDM gasket, G.I fasteners 100 x 8 mm size for fixing frame to finished wall, plastic packers, plastic caps and necessary stainless steel screws etc. Profile of frame shall be mitred cut and fusion welded at all comers, mullion (if required) shall be also fusion welded including drilling of holes for fixing hardware's and drainage of water etc. After fixing frame the gap between frame and adjacent finished wall shall be filled with weather proof silicon sealant over backer rod of required size and of approved quality, all complete as per approved drawing & direction of Engineer-in-Charge. (Single / double glass panes and silicon sealant shall be paid separately). Variation in profile dimension in higher side shall be accepted but no extra payment on this account shall be made. Note: For uPVC frame, sash and mullion extruded profiles minus 5% tolerance in dimension i.e. in depth & width of profile shall be acceptable | Fixed window/ ventilator made of (small series) frame 47 x 50 mm & mullion 47 x 68 mm both having wall thickness of 1.9:t 0.2 mm and single glazing bead of appropriate dimension. (Area up to 0.75 sqm) | Sqm | 5524
Wood Work, PVC and Aluminum Doors and Windows | 12.133.1 | Providing and fixing factory made uPVC white colour casement/ Casement cum fixed glazed door comprising of uPVC multi-chambered frame, sash and mullion (where ever required) extruded profiles duly reinforced with 1.60 ± 0.2 mm thick galvanized mild steel section made from roll forming process of required length (shape & size according to uPVC profile), uPVC extruded glazing beads of appropriate dimension, EPDM gasket, zinc alloy (white powder coated) 3D hinges and one handle on each side of panels along with zinc plated mild steel multi point locking having transmission gear, cylinder with keeps and one side key, G.I fasteners 100 x 8 mm size for fixing frame to finished wall and necessary stainless steel screws, etc. Profile of frame & sash shall be mitred cut and fusion welded at all comers, mullion (if required) shall be also fusion welded including drilling of holes for fixing hardware's and drainage of water etc. After fixing frame the gap between frame and adjacent finished wall shall be filled with weather proof silicon sealant over backer rod of required size and of approved quality, all complete as per approved drawing & direction of Engineer-in-Charge. (Single/ double glass panes and silicon sealant shall be paid separately). Variation in profile dimension in higher side shall be accepted but no extra payment on this account shall be made. Note: For uPVC frame, sash and mullion extruded profiles minus 5% tolerance in dimension i.e. in depth & width of profile shall be acceptable | Casement door with 3D hinges made of (big series) frame 67 x 64 mm & sash 67 x 110 mm both having wall thickness of 2.3:t 0.2 mm and single glazing bead / double glazing bead of appropriate dimension. (Area of door up to 2.00 sqm) | Sqm | 8429
Wood Work, PVC and Aluminum Doors and Windows | 12.133.2 | Providing and fixing factory made uPVC white colour casement/ Casement cum fixed glazed door comprising of uPVC multi-chambered frame, sash and mullion (where ever required) extruded profiles duly reinforced with 1.60 ± 0.2 mm thick galvanized mild steel section made from roll forming process of required length (shape & size according to uPVC profile), uPVC extruded glazing beads of appropriate dimension, EPDM gasket, zinc alloy (white powder coated) 3D hinges and one handle on each side of panels along with zinc plated mild steel multi point locking having transmission gear, cylinder with keeps and one side key, G.I fasteners 100 x 8 mm size for fixing frame to finished wall and necessary stainless steel screws, etc. Profile of frame & sash shall be mitred cut and fusion welded at all comers, mullion (if required) shall be also fusion welded including drilling of holes for fixing hardware's and drainage of water etc. After fixing frame the gap between frame and adjacent finished wall shall be filled with weather proof silicon sealant over backer rod of required size and of approved quality, all complete as per approved drawing & direction of Engineer-in-Charge. (Single/ double glass panes and silicon sealant shall be paid separately). Variation in profile dimension in higher side shall be accepted but no extra payment on this account shall be made. Note: For uPVC frame, sash and mullion extruded profiles minus 5% tolerance in dimension i.e. in depth & width of profile shall be acceptable | Casement door with top hung ventilator with 3D and S.S. friction hinges (400 x 19 x 1.9 mm) made of (big series) frame 67 x 64 mm, sash 67 x 110 mm & mullion 67 x 80 mm all having wall thickness of 2.3 ±. 0.2 mm and single glazing bead / double glazing bead of appropriate dimension.(Area of door up to 2.50 sqm) | Sqm | 8654
Wood Work, PVC and Aluminum Doors and Windows | 12.134.1 | Providing and fixing factory made uPVC white colour sliding glazed window up to 1.50 m in height dimension comprising of uPVC multi-chambered frame with in-built roller track and sash extruded profiles duly reinforced with 1.60 ± 0.2 mm thick galvanized mild steel section made from roll forming process of required length (shape & size according to uPVC profile), appropriate dimension of uPVC extruded glazing beads and uPVC extruded interlocks, EPDM gasket, wool pile, zinc alloy (white powder coated) touch locks with hook, zinc alloy body with single nylon rollers (weight bearing capacity to be 40 kg), G.I fasteners 100 x B mm size for fixing frame to finished wall and necessary stainless steel screws etc. Profile of frame & sash shall be mitred cut and fusion welded at all corners, including drilling of holes for fixing hardware's and drainage of water etc. After fixing frame the gap between frame and adjacent finished wall shall be filled with weather proof silicon sealant over backer rod of required size and of approved quality, all complete as per approved drawing & direction of Engineer-in-Charge. (Single / double glass panes, wire mesh and silicon sealant shall be paid separately). Variation in profile dimension in higher side shall be accepted but no extra payment on this account shall be made. Note: For uPVC frame and sash extruded profiles minus 5% tolerance in dimension i.e. in depth & width of profile shall be acceptable | Two track two panels sliding window made of (small series) frame 52 x 44 mm &sash 32 x 60 mm both having wall thickness of 1.9 ± 0.2 mm and single glazing bead of appropriate dimension. (Area of window up to 1.75 sqm) | Sqm | 6053
Wood Work, PVC and Aluminum Doors and Windows | 12.134.2 | Providing and fixing factory made uPVC white colour sliding glazed window up to 1.50 m in height dimension comprising of uPVC multi-chambered frame with in-built roller track and sash extruded profiles duly reinforced with 1.60 ± 0.2 mm thick galvanized mild steel section made from roll forming process of required length (shape & size according to uPVC profile), appropriate dimension of uPVC extruded glazing beads and uPVC extruded interlocks, EPDM gasket, wool pile, zinc alloy (white powder coated) touch locks with hook, zinc alloy body with single nylon rollers (weight bearing capacity to be 40 kg), G.I fasteners 100 x B mm size for fixing frame to finished wall and necessary stainless steel screws etc. Profile of frame & sash shall be mitred cut and fusion welded at all corners, including drilling of holes for fixing hardware's and drainage of water etc. After fixing frame the gap between frame and adjacent finished wall shall be filled with weather proof silicon sealant over backer rod of required size and of approved quality, all complete as per approved drawing & direction of Engineer-in-Charge. (Single / double glass panes, wire mesh and silicon sealant shall be paid separately). Variation in profile dimension in higher side shall be accepted but no extra payment on this account shall be made. Note: For uPVC frame and sash extruded profiles minus 5% tolerance in dimension i.e. in depth & width of profile shall be acceptable | Three track three panels sliding window with fly proof SS wire mesh (Two Nos. glazed & one no. wire mesh panels) made of (small series) frame 92 x 44 mm & sash 32 x 60 mm both having wall thickness of 1.9 ± 0.2 mm and single glazing bead of appropriate dimension (Area of window up to 1.75 sqm) | Sqm | 8231
Wood Work, PVC and Aluminum Doors and Windows | 12.134.3 | Providing and fixing factory made uPVC white colour sliding glazed window up to 1.50 m in height dimension comprising of uPVC multi-chambered frame with in-built roller track and sash extruded profiles duly reinforced with 1.60 ± 0.2 mm thick galvanized mild steel section made from roll forming process of required length (shape & size according to uPVC profile), appropriate dimension of uPVC extruded glazing beads and uPVC extruded interlocks, EPDM gasket, wool pile, zinc alloy (white powder coated) touch locks with hook, zinc alloy body with single nylon rollers (weight bearing capacity to be 40 kg), G.I fasteners 100 x B mm size for fixing frame to finished wall and necessary stainless steel screws etc. Profile of frame & sash shall be mitred cut and fusion welded at all corners, including drilling of holes for fixing hardware's and drainage of water etc. After fixing frame the gap between frame and adjacent finished wall shall be filled with weather proof silicon sealant over backer rod of required size and of approved quality, all complete as per approved drawing & direction of Engineer-in-Charge. (Single / double glass panes, wire mesh and silicon sealant shall be paid separately). Variation in profile dimension in higher side shall be accepted but no extra payment on this account shall be made. Note: For uPVC frame and sash extruded profiles minus 5% tolerance in dimension i.e. in depth & width of profile shall be acceptable | Two track two panels sliding window made of (big series) frame 67 x 50 mm & sash 46 x 62 mm both having wall thickness of 2.3 ± 0.2 mm and single glazing bead / double glazing bead of appropriate dimension. (Area of window above 1.75 sqm up to 2.50 sqm) | Sqm | 6286
Wood Work, PVC and Aluminum Doors and Windows | 12.134.4 | Providing and fixing factory made uPVC white colour sliding glazed window up to 1.50 m in height dimension comprising of uPVC multi-chambered frame with in-built roller track and sash extruded profiles duly reinforced with 1.60 ± 0.2 mm thick galvanized mild steel section made from roll forming process of required length (shape & size according to uPVC profile), appropriate dimension of uPVC extruded glazing beads and uPVC extruded interlocks, EPDM gasket, wool pile, zinc alloy (white powder coated) touch locks with hook, zinc alloy body with single nylon rollers (weight bearing capacity to be 40 kg), G.I fasteners 100 x B mm size for fixing frame to finished wall and necessary stainless steel screws etc. Profile of frame & sash shall be mitred cut and fusion welded at all corners, including drilling of holes for fixing hardware's and drainage of water etc. After fixing frame the gap between frame and adjacent finished wall shall be filled with weather proof silicon sealant over backer rod of required size and of approved quality, all complete as per approved drawing & direction of Engineer-in-Charge. (Single / double glass panes, wire mesh and silicon sealant shall be paid separately). Variation in profile dimension in higher side shall be accepted but no extra payment on this account shall be made. Note: For uPVC frame and sash extruded profiles minus 5% tolerance in dimension i.e. in depth & width of profile shall be acceptable | Three track three panels sliding window with fly proof S.S wire mesh (Two Nos. glazed & one no. wire mesh panels) made of (big series) frame 116 x 45 mm & sash 46 x 62 mm both having wall thickness of 2.3 ± 0.2 mm and single glazing bead/ double glazing bead of appropriate dimension. (Area of window above 1.75 sqm) | Sqm | 7963
Wood Work, PVC and Aluminum Doors and Windows | 12.134.5 | Providing and fixing factory made uPVC white colour sliding glazed window up to 1.50 m in height dimension comprising of uPVC multi-chambered frame with in-built roller track and sash extruded profiles duly reinforced with 1.60 ± 0.2 mm thick galvanized mild steel section made from roll forming process of required length (shape & size according to uPVC profile), appropriate dimension of uPVC extruded glazing beads and uPVC extruded interlocks, EPDM gasket, wool pile, zinc alloy (white powder coated) touch locks with hook, zinc alloy body with single nylon rollers (weight bearing capacity to be 40 kg), G.I fasteners 100 x B mm size for fixing frame to finished wall and necessary stainless steel screws etc. Profile of frame & sash shall be mitred cut and fusion welded at all corners, including drilling of holes for fixing hardware's and drainage of water etc. After fixing frame the gap between frame and adjacent finished wall shall be filled with weather proof silicon sealant over backer rod of required size and of approved quality, all complete as per approved drawing & direction of Engineer-in-Charge. (Single / double glass panes, wire mesh and silicon sealant shall be paid separately). Variation in profile dimension in higher side shall be accepted but no extra payment on this account shall be made. Note: For uPVC frame and sash extruded profiles minus 5% tolerance in dimension i.e. in depth & width of profile shall be acceptable | Three track three panels sliding window made of (big series) frame 116 x 45 mm & sash 46 x 62 mm both having wall thickness of 2.3 ± 0.2 mm and single glazing bead / double glazing bead of appropriate dimension. (Area of window above 1.75 sqm) | Sqm | 7537
Wood Work, PVC and Aluminum Doors and Windows | 12.135.1 | Providing and fixing factory made uPVC white colour sliding glazed window above 1.50 m in height dimension comprising of uPVC multi-chambered frame with in-built roller track and sash extruded profiles duly reinforced with 1.60:t 0.2 mm thick galvanized mild steel section made from roll forming process of required length (shape & size according to uPVC profile), appropriate dimension of uPVC extruded glazing beads, uPVC extruded interlocks and uPVC extruded lnline sash adaptor (if required), EPDM gasket, wool pile, zinc alloy (white powder coated) handle on one side of extreme panel along with zinc plated mild steel multi point locking having transmission gear with keeps, zinc alloy (white powder coated) touch lock with hook (if required for wire mesh panel), stainless steel (SS 304 grade) body with adjustable double nylon rollers (weight bearing capacity to be 120 kg), G.I fasteners 100 x 8 mm size for fixing frame to finished wall and necessary stainless steel screws etc. Profile of frame & sash shall be mitred cut and fusion welded at all corners, including drilling of holes for fixing hardware's and drainage of water etc. After fixing frame the gap between frame and adjacent finished wall shall be filled with weather proof silicon sealant over backer rod of required size and of approved quality, all complete as per approved drawing & direction of Engineer-in-Charge. (Single/ double glass panes, wire mesh and silicon sealant shall be paid separately). Variation in profile dimension in higher side shall be accepted but no extra payment on this account shall be made. Note: For uPVC frame and sash extruded profiles minus 5% tolerance in dimension i.e. in depth & width of profile shall be acceptable | Two track two panels sliding window made of (big series) frame 67 x 50 mm & sash 46 x 62 mm both having wall thickness of 2.3 ± 0.2 mm and single glazing bead / double glazing bead of appropriate dimension. (Area of window above 2.50 sqm up to 4.00 sqm) | Sqm | 6299
Wood Work, PVC and Aluminum Doors and Windows | 12.135.2 | Providing and fixing factory made uPVC white colour sliding glazed window above 1.50 m in height dimension comprising of uPVC multi-chambered frame with in-built roller track and sash extruded profiles duly reinforced with 1.60:t 0.2 mm thick galvanized mild steel section made from roll forming process of required length (shape & size according to uPVC profile), appropriate dimension of uPVC extruded glazing beads, uPVC extruded interlocks and uPVC extruded lnline sash adaptor (if required), EPDM gasket, wool pile, zinc alloy (white powder coated) handle on one side of extreme panel along with zinc plated mild steel multi point locking having transmission gear with keeps, zinc alloy (white powder coated) touch lock with hook (if required for wire mesh panel), stainless steel (SS 304 grade) body with adjustable double nylon rollers (weight bearing capacity to be 120 kg), G.I fasteners 100 x 8 mm size for fixing frame to finished wall and necessary stainless steel screws etc. Profile of frame & sash shall be mitred cut and fusion welded at all corners, including drilling of holes for fixing hardware's and drainage of water etc. After fixing frame the gap between frame and adjacent finished wall shall be filled with weather proof silicon sealant over backer rod of required size and of approved quality, all complete as per approved drawing & direction of Engineer-in-Charge. (Single/ double glass panes, wire mesh and silicon sealant shall be paid separately). Variation in profile dimension in higher side shall be accepted but no extra payment on this account shall be made. Note: For uPVC frame and sash extruded profiles minus 5% tolerance in dimension i.e. in depth & width of profile shall be acceptable | Two track four panels sliding window made of (big series) frame 67 x 50 mm & sash 46 x 62 mm both having wall thickness of 2.3:t 0.2 mm and single glazing bead / double glazing bead of appropriate dimension. (Area of window above 4.00 sqm up to 8.00 sqm) | Sqm | 5447
Wood Work, PVC and Aluminum Doors and Windows | 12.136.1 | Providing and fixing factory made uPVC white colour sliding glazed door comprising of uPVC multi-chambered frame with in-built roller track and sash extruded profiles duly reinforced with 1.60 ± 0.2 mm thick galvanized mild steel section made from roll forming process of required length (shape & size according to uPVC profile), appropriate dimension uPVC extruded glazing beads, uPVC extruded interlock and uPVC extruded lnline sash adaptor (if required), EPDM gasket, wool pile, zinc alloy (white powder coated) handle with key on one side of extreme panels along with zinc plated mild steel multi point locking having transmission gear with keeps, zinc alloy (white powder coated) crescent lock (if required), stainless steel (SS 304 grade) body with adjustable double nylon rollers (weight bearing capacity to be 120 kg), G.I fasteners 100 x 8 mm size for fixing frame to finished wall and necessary stainless steel screws etc. Profile of frame & sash shall be mitred cut and fusion welded at all comers, including drilling of holes for fixing hardware's and drainage of water etc. After fixing frame the gap between frame and adjacent finished wall shall be filled with weather proof silicon sealant over backer rod of required size and of approved quality, all complete as per approved drawing & direction of Engineer-in-Charge. (Single / double glass panes, wire mesh and silicon sealant shall be paid separately). Variation in profile dimension in higher side shall be accepted but no extra payment on this account shall be made. Note: For uPVC frame and sash extruded profiles minus 5% tolerance in dimension i.e. in depth & width of profile shall be acceptable | Two track two panels sliding door made of (big series) frame 67 x 50 mm & sash 46 x 82 mm both having wall thickness of 2.3 ± 0.2 mm and single glazing bead / double glazing bead of appropriate dimension. (Area of door above 2.00 sqm up to 5.00 sqm) | Sqm | 5479
Wood Work, PVC and Aluminum Doors and Windows | 12.136.2 | Providing and fixing factory made uPVC white colour sliding glazed door comprising of uPVC multi-chambered frame with in-built roller track and sash extruded profiles duly reinforced with 1.60 ± 0.2 mm thick galvanized mild steel section made from roll forming process of required length (shape & size according to uPVC profile), appropriate dimension uPVC extruded glazing beads, uPVC extruded interlock and uPVC extruded lnline sash adaptor (if required), EPDM gasket, wool pile, zinc alloy (white powder coated) handle with key on one side of extreme panels along with zinc plated mild steel multi point locking having transmission gear with keeps, zinc alloy (white powder coated) crescent lock (if required), stainless steel (SS 304 grade) body with adjustable double nylon rollers (weight bearing capacity to be 120 kg), G.I fasteners 100 x 8 mm size for fixing frame to finished wall and necessary stainless steel screws etc. Profile of frame & sash shall be mitred cut and fusion welded at all comers, including drilling of holes for fixing hardware's and drainage of water etc. After fixing frame the gap between frame and adjacent finished wall shall be filled with weather proof silicon sealant over backer rod of required size and of approved quality, all complete as per approved drawing & direction of Engineer-in-Charge. (Single / double glass panes, wire mesh and silicon sealant shall be paid separately). Variation in profile dimension in higher side shall be accepted but no extra payment on this account shall be made. Note: For uPVC frame and sash extruded profiles minus 5% tolerance in dimension i.e. in depth & width of profile shall be acceptable | Two track four panels sliding door made of (big series) frame 67 x 50 mm & sash 46 x 82 mm both having wall thickness of 2.3 ± 0.2 mm and single glazing bead / double glazing bead of appropriate dimension. (Area of door above 8.00 sqm up to 10.00 sqm) | Sqm | 4862
Wood Work, PVC and Aluminum Doors and Windows | 12.136.3 | Providing and fixing factory made uPVC white colour sliding glazed door comprising of uPVC multi-chambered frame with in-built roller track and sash extruded profiles duly reinforced with 1.60 ± 0.2 mm thick galvanized mild steel section made from roll forming process of required length (shape & size according to uPVC profile), appropriate dimension uPVC extruded glazing beads, uPVC extruded interlock and uPVC extruded lnline sash adaptor (if required), EPDM gasket, wool pile, zinc alloy (white powder coated) handle with key on one side of extreme panels along with zinc plated mild steel multi point locking having transmission gear with keeps, zinc alloy (white powder coated) crescent lock (if required), stainless steel (SS 304 grade) body with adjustable double nylon rollers (weight bearing capacity to be 120 kg), G.I fasteners 100 x 8 mm size for fixing frame to finished wall and necessary stainless steel screws etc. Profile of frame & sash shall be mitred cut and fusion welded at all comers, including drilling of holes for fixing hardware's and drainage of water etc. After fixing frame the gap between frame and adjacent finished wall shall be filled with weather proof silicon sealant over backer rod of required size and of approved quality, all complete as per approved drawing & direction of Engineer-in-Charge. (Single / double glass panes, wire mesh and silicon sealant shall be paid separately). Variation in profile dimension in higher side shall be accepted but no extra payment on this account shall be made. Note: For uPVC frame and sash extruded profiles minus 5% tolerance in dimension i.e. in depth & width of profile shall be acceptable | Three track three panels sliding door made of (big series) frame 116 x 45 mm & sash 46 x 82 mm both having wall thickness of 2.3 ± 0.2 mm and single glazing bead/ double glazing bead of appropriate dimension. (Area of door above 5.00 sqm) | Sqm | 5560
Wood Work, PVC and Aluminum Doors and Windows | 12.136.4 | Providing and fixing factory made uPVC white colour sliding glazed door comprising of uPVC multi-chambered frame with in-built roller track and sash extruded profiles duly reinforced with 1.60 ± 0.2 mm thick galvanized mild steel section made from roll forming process of required length (shape & size according to uPVC profile), appropriate dimension uPVC extruded glazing beads, uPVC extruded interlock and uPVC extruded lnline sash adaptor (if required), EPDM gasket, wool pile, zinc alloy (white powder coated) handle with key on one side of extreme panels along with zinc plated mild steel multi point locking having transmission gear with keeps, zinc alloy (white powder coated) crescent lock (if required), stainless steel (SS 304 grade) body with adjustable double nylon rollers (weight bearing capacity to be 120 kg), G.I fasteners 100 x 8 mm size for fixing frame to finished wall and necessary stainless steel screws etc. Profile of frame & sash shall be mitred cut and fusion welded at all comers, including drilling of holes for fixing hardware's and drainage of water etc. After fixing frame the gap between frame and adjacent finished wall shall be filled with weather proof silicon sealant over backer rod of required size and of approved quality, all complete as per approved drawing & direction of Engineer-in-Charge. (Single / double glass panes, wire mesh and silicon sealant shall be paid separately). Variation in profile dimension in higher side shall be accepted but no extra payment on this account shall be made. Note: For uPVC frame and sash extruded profiles minus 5% tolerance in dimension i.e. in depth & width of profile shall be acceptable | Three track three panels sliding door with fly proof S.S wire mesh (Two Nos. glazed & one no. wire mesh panels) made of (big series) frame 116 x 45 mm & sash 46 x 82 mm both having wall thickness of 2.3 ± 0.2 mm and single glazing bead / double glazing bead of appropriate dimension. (Area of door above 2.00 sqm up to 5.00 sqm) | Sqm | 7197
Wood Work, PVC and Aluminum Doors and Windows | 12.137.1 | Providing and fixing stainless steel (SS-304 grade) friction hinges to the side/top hung uPVC windows, of approved quality, with necessary stainless steel screws etc. as per direction of Engineer-in-charge | 200 x 19 x 1.9 mm | Each | 278
Wood Work, PVC and Aluminum Doors and Windows | 12.137.2 | Providing and fixing stainless steel (SS-304 grade) friction hinges to the side/top hung uPVC windows, of approved quality, with necessary stainless steel screws etc. as per direction of Engineer-in-charge | 250 x 19 x 1.9 mm | Each | 310
Wood Work, PVC and Aluminum Doors and Windows | 12.137.3 | Providing and fixing stainless steel (SS-304 grade) friction hinges to the side/top hung uPVC windows, of approved quality, with necessary stainless steel screws etc. as per direction of Engineer-in-charge | 300 x 19 x 1.9 mm | Each | 330
Wood Work, PVC and Aluminum Doors and Windows | 12.137.4 | Providing and fixing stainless steel (SS-304 grade) friction hinges to the side/top hung uPVC windows, of approved quality, with necessary stainless steel screws etc. as per direction of Engineer-in-charge | 350 x 19 x 1.9 mm | Each | 460
Wood Work, PVC and Aluminum Doors and Windows | 12.137.5 | Providing and fixing stainless steel (SS-304 grade) friction hinges to the side/top hung uPVC windows, of approved quality, with necessary stainless steel screws etc. as per direction of Engineer-in-charge | 400 x 19 x 1.9 mm | Each | 486
Wood Work, PVC and Aluminum Doors and Windows | 12.138 | Providing and fixing casement handle made of zinc alloyed (white powder coated) for uPVC casement window with necessary screws etc. complete |  | Each | 175
Wood Work, PVC and Aluminum Doors and Windows | 12.139 | Providing and fixing zinc alloyed (white powder coated) touch lock for uPVC sliding window with necessary screws etc. complete |  | Each | 143
Wood Work, PVC and Aluminum Doors and Windows | 12.140 | Providing and fixing steel roller for uPVC sliding window with necessary screws etc. complete |  | Each | 79
Wood Work, PVC and Aluminum Doors and Windows | 12.141 | Providing and fixing steel roller for uPVC sliding door with necessary screws etc. complete |  | Each | 130
Wood Work, PVC and Aluminum Doors and Windows | 12.142 | Providing and fixing steel (white power coated) crescent lock for uPVC sliding window/ door with necessary screws etc. complete. FRP DOOR/WINDOW FRAMES AND SHUTTERS |  | Each | 156
Wood Work, PVC and Aluminum Doors and Windows | 12.143 | Providing and fixing Fibre Glass Reinforced plastic (FRP) Door Frames of cross-section 90 mm x 45 mm having single rebate of 32 mm x 15 mm to receive shutter of 30 mm thickness. The laminate shall be moulded with fire resistant grade unsaturated polyester resin and chopped mat. Door frame laminate shall be 2mm thick and shall be filled with suitable wooden block in all the three legs. The frame shall be covered with fibre glass from all sides. M.S. stay shall be provided at the bottom to steady the frame |  | Metre | 629
Wood Work, PVC and Aluminum Doors and Windows | 12.144.1 | Providing and fixing to existing door frames | 30 mm thick Glass Fibre Reinforced Plastic (FRP) panelled door shutter of required colour and approved brand and manufacture, made with fire - retardant grade unsaturated polyester resin, moulded to 3 mm thick FRP laminate for forming hollow rails and styles, with wooden frame and suitable blocks of seasoned wood inside at required places for fixing of fittings, cast monolithically with 5 mm thick FRP laminate for panels conforming to IS: 14856, including fixing to frames | Sqm | 3190
Wood Work, PVC and Aluminum Doors and Windows | 12.144.2 | Providing and fixing to existing door frames | 30 mm thick Fibreglass Reinforced Plastic (F.R.P.) flush door shutter in different plain and wood finish made with fire retardant grade unsaturated polyester resin, moulded to 3 mm thick FRP laminate all around, with suitable wooden blocks inside at required places for fixing of fittings and polyurethane foam (PUF)/Polystyrene foam to be used as filler material throughout the hollow panel, casted monolithically with testing parameters of F.R.P. laminate conforming to table - 3 of IS: 14856, complete as per direction of Engineer-in-charge | Sqm | 3643
Wood Work, PVC and Aluminum Doors and Windows | 12.145 | Providing and fixing factory made Fibreglass Reinforced plastics (F.R.P.) chajja 4 mm thick of required colour, size and design made by Resin Transfer Moulding (RTM) Machine Technology, resulting in void free compact laminate in single piece, having smooth gradual slope curvature for easy drainage of water and duly reinforced by 2 Nos. vertically and 1 Nos. horizontally 50.x2 mm thick M.S. flat with 12 mm in built hole for grouting on the existing wall along with the 50 mm flanges duly inserted and sealed in the wall complete in one single piece casted monolithically, including all necessary fittings. The FRP Chajja should be manufactured using unsaturated Polyester resin as per IS: 6746, duly reinforced with fibre glass chopped strand mat (CSM) as per IS: 11551 complete with protective Gel coat UN coating on Top for complete resistance from the extreme of temperature, weather & sunlight (Only plan area of chajjas shall be measured for making payment). WALL PANELLING |  | Sqm | 4119
Wood Work, PVC and Aluminum Doors and Windows | 12.146.1.1 | Providing and fixing, in position concealed G.I. section for wall panelling using board of required thickness fixed on the 'W profile (0.55 mm thick) having a knurled web of 51.55 mm and two flanges of 26 mm each with lips of 10.55 mm, placed @610 mm CIC in perimeter channel having one flange of 20 mm and another flange of 30 mm with thickness of 0.55 mm and web of length 27 mm. Perimeter channel is fixed on the floor and the ceiling with the nylon sleeves @ 610 mm CIC with fully threaded self-tapping dry wall screws. Board is fixed to the W' profile with 25 mm countersunk ribbed head screws @ 200 mm CIC., all complete as per the drawing & directions of engineer-in- charge, the joints of the boards are finished with specially formulated jointing compound and 48mm wide jointing tape to provide seamless finish — Tapered edge calcium silicate board made with calcareous & siliceous materials reinforced with cellulose fibre manufactured through autoclaving process to give stable crystalline structure with compressive strength 225 kg/ sq.cm, Bending strength 100 kg/sq.cm | 10mm thick | Sqm | 1002
Wood Work, PVC and Aluminum Doors and Windows | 12.146.2.1 | Providing and fixing, in position concealed G.I. section for wall panelling using board of required thickness fixed on the 'W profile (0.55 mm thick) having a knurled web of 51.55 mm and two flanges of 26 mm each with lips of 10.55 mm, placed @610 mm CIC in perimeter channel having one flange of 20 mm and another flange of 30 mm with thickness of 0.55 mm and web of length 27 mm. Perimeter channel is fixed on the floor and the ceiling with the nylon sleeves @ 610 mm CIC with fully threaded self-tapping dry wall screws. Board is fixed to the W' profile with 25 mm countersunk ribbed head screws @ 200 mm CIC., all complete as per the drawing & directions of engineer-in- charge, the joints of the boards are finished with specially formulated jointing compound and 48mm wide jointing tape to provide seamless finish — Multipurpose cement board reinforced with suitable fibre cement screw | 8 mm thick cement fibre board as per IS: 14862 | Sqm | 716
Wood Work, PVC and Aluminum Doors and Windows | 12.146.2.2 | Providing and fixing, in position concealed G.I. section for wall panelling using board of required thickness fixed on the 'W profile (0.55 mm thick) having a knurled web of 51.55 mm and two flanges of 26 mm each with lips of 10.55 mm, placed @610 mm CIC in perimeter channel having one flange of 20 mm and another flange of 30 mm with thickness of 0.55 mm and web of length 27 mm. Perimeter channel is fixed on the floor and the ceiling with the nylon sleeves @ 610 mm CIC with fully threaded self-tapping dry wall screws. Board is fixed to the W' profile with 25 mm countersunk ribbed head screws @ 200 mm CIC., all complete as per the drawing & directions of engineer-in- charge, the joints of the boards are finished with specially formulated jointing compound and 48mm wide jointing tape to provide seamless finish — Multipurpose cement board reinforced with suitable fibre cement screw | 8 mm thick Cement bonded wood particle board as per IS:14276 | Sqm | 709
Wood Work, PVC and Aluminum Doors and Windows | 12.146.3.1 | Providing and fixing, in position concealed G.I. section for wall panelling using board of required thickness fixed on the 'W profile (0.55 mm thick) having a knurled web of 51.55 mm and two flanges of 26 mm each with lips of 10.55 mm, placed @610 mm CIC in perimeter channel having one flange of 20 mm and another flange of 30 mm with thickness of 0.55 mm and web of length 27 mm. Perimeter channel is fixed on the floor and the ceiling with the nylon sleeves @ 610 mm CIC with fully threaded self-tapping dry wall screws. Board is fixed to the W' profile with 25 mm countersunk ribbed head screws @ 200 mm CIC., all complete as per the drawing & directions of engineer-in- charge, the joints of the boards are finished with specially formulated jointing compound and 48mm wide jointing tape to provide seamless finish — Plain Gypsum plaster board conforming to IS: 2095 Part -1: 2011 (Board with BIS certification marks) | 12.5 mm thick FIRE RESISTANT DOOR FRAMES AND SHUTTERS | Sqm | 623
Wood Work, PVC and Aluminum Doors and Windows | 12.147 | Providing and fixing fire resistant door frame of section 143 x 57 mm having built in rebate made out of 16 SWG G.I. sheet (zinc coating not less than 120 gm/sqm) duly filled with vermiculite based concrete mix, suitable for mounting 60 minutes fire rated door shutters. The frame is fitted with intumuscent fire seal strip of size 10x4 mm (minimum) all-round the frame and fixing with dash fastener of approved size and make, including applying a coat of approved brand fire resistant primer etc. complete as per direction of Engineer-in- charge (Dash fastener to be paid for separately) |  | Metre | 1376
Wood Work, PVC and Aluminum Doors and Windows | 12.148 | Providing and fixing 50 mm thick glazed fire resistant door shutters of 60 minutes fire rating conforming to IS:3614 (Part-II), tested and certified as per laboratory approved by Engineer-in-charge, with suitable mounting on door frame, consisting of vertical styles, lock rail, top rail 100 mm wide, bottom rail 200 mm wide, made out of 16 SWG G.l.sheet (zinc coating not less than 120 gm/m2) duly filled FR insulation material and fixing with necessary stainless steel ball bearing hinges of approved make, including applying a coat of approved fire resistant primer etc. all complete as per direction of Engineer-in- charge (panelling to be paid for separately) |  | Sqm | 5890
Wood Work, PVC and Aluminum Doors and Windows | 12.149 | Providing and fixing glazing in fire resistant door shutters, fixed panels & partitions etc., with G.I. beading made out of 1.6 mm thick G.I. sheet (zinc coating not less than 120 gm/m2) of size 20 x 33 mm screwed with M4 x 38 mm SS screws at distance 75 mm from the edges and 150 mm c/c, including applying a coat of approved fire resistant primer/powder coating of not less than 30 micron on G.I. beading, & special ceramic tape of 5 x 20 mm size etc complete in all respect as per NBC 2016, IS 16231 (Part 3):2016 and as per direction of Engineer-in-charge with glass of required thickness having 60 minutes of fire resistance both integrity & radiation control (EW60) and minimum 20 minutes of insulation (El20). The manufacturer have to give test report/certification of fire glass and the glass should have the stamp showing the value of E, EW & El. The glass shall be tested in approved NABL accredited lab or by any other accreditation body which operates in accordance with ISO/IEC 17011 and accredits labs as per ISO/IEC 17025 for testing and calibration scopes shall be eligible. The maximum glazing size shall not be more than 1100x2200 mm (w x h) or 2.42 sqm |  | Sqm | 34853
Wood Work, PVC and Aluminum Doors and Windows | 12.150 | Providing and fixing panic bar / latch (Double point) fitted with a single body, Trim Latch & Lock on back side of the Panic Latch of reputed brand and manufacture to be approved by the Engineer- in- charge, all complete |  | Each | 6838
Wood Work, PVC and Aluminum Doors and Windows | 12.151 | Providing and fixing fire resistant door frame of section 50 x 60 mm on horizontal side & 35 x 60 mm on vertical sides having built in rebate made out of 1.6 mm thick GI sheet ( Zinc coating not less than 120gm/m2) suitable for mounting 120 min Fire Rated Glazed Door Shutters. The frame shall be filled with Mineral wool Insulation having density min 96Kg/ms. The frame will have a provision of G.I. Anchor fasteners 14 Nos. ( 5 each on vertical style & 4 on horizontal style of size M10 x 80 ) suitable for fixing in the opening along with Factory made Template for SS Ball Bearing Hinges of Size 100x89x3mm for fixing of fire rated glazed shutter. The frame shall be finished with a approved fire resistant primer or Powder coating of not less than 30 micron in desired shade as per the directions of Engineer - in- charge. (Cost of SS ball bearing hinges is excluded) |  | Metre | 1354
Wood Work, PVC and Aluminum Doors and Windows | 12.152 | Providing and fixing 60 mm thick glazed fire resistant door shutters of 120 min Fire Rating confirming to IS:3614 (Part II) or EN1634-1:1999, tested and certified as per laboratory approved by Engineer-in-charge, with suitable mounting on door frame, consisting of vertical styles, top rail & side rail 60 mm x 60 mm wide and bottom rail of 110 mm x 60 mm made out of 1.6mm thick G.I. sheet (zinc coating not less than 120gm/m2) duly filled mineral wool insulation having density min 96 kg/m3 and fixing with necessary stainless steel ball bearing hinges of size 100x89x3mm of approved make, including applying a coat of approved fire resistant primer or powder coating not less than 30 micron etc all complete as per direction of Engineer-in-charge (panelling to be paid for separately) |  | Sqm | 7928
Wood Work, PVC and Aluminum Doors and Windows | 12.153 | Providing and fixing non load bearing fixed frame for fire resistant glazed Partition for 120 minutes Fire Rating, made out to a profile of dimension 60mm x 70 mm of 1.6 mm thick galvanised steel sheet as per test evidence suitable for fixing fire rated glass for 120 minutes of both integrity & radiation control (EW120) & minimum 20 minutes of insulation (El20).The profile has to be fixed to the supporting construction by means of anchor fasteners of size M10 x BO, every 150 mm from the edges and every 500 mm (approx) c/c. Linear measurement of frame shall be measured for payment. The frame shall be filled with mineral wool insulation of density min 96kg/ m3 • and finished with a approved fire resistant primer or Powder coating of not less than 30 micron in desired shade as per NBC 2016, IS 16231 (Part 3):2016 and directions of Engineer- in- charge |  | Metre | 1359
Wood Work, PVC and Aluminum Doors and Windows | 12.154 | Providing and fixing glazing in fire resistant door shutters, fixed panels & partitions etc., with G.I. beading made out of 1.6 mm thick G.I. sheet (zinc coating not less than 120 grn/m2) of size 20 x 33 mm screwed with M4 x 38 mm SS screws at distance 75 mm from the edges and 150 mm c/c, including applying a coat of approved fire resistant primer/powder coating of not less than 30 micron on G.I. beading, & special ceramic tape of 5 x 20 mm size etc complete in all respect as per NBC 2016, IS 16231 (Part 3):2016 and as per direction of Engineer-in-charge with glass of required thickness having 120 minutes of fire resistance both integrity & radiation control (EW120) and minimum 20 minutes of insulation (El20). The manufacturer have to give test report/certification of fire glass and the glass should have the stamp showing the value of E, EW & El. The glass shall be tested in approved NABL accredited lab or by any other accreditation body which operates in accordance with 1$0/IEC 17011 and accredits labs as per ISOnEC 17025 for testing and calibration scopes shall be eligible. The maximum glazing size shall not be more than 1100x2200 mm (w x h) or 2.42 sqm PARTITIONS |  | Sqm | 38099
Wood Work, PVC and Aluminum Doors and Windows | 12.155.1 | Providing and fixing partition up to ceiling height consisting of G.I. frame and required board, including providing and fixing of frame work made of special section power pressed/ roll form G.I. sheet with zinc coating of 120 gms/sqm(both side inclusive), consisting of floor and ceiling channel 50mm wide having equal flanges of 32 mm and 0.50 mm thick, fixed to the floor and ceiling at the spacing of 610 mm centre to centre with dash fastener of 12.5 mm dia meter 50 mm length or suitable anchor fastener or metal screws with nylon plugs and the studs 48 mm wide having one flange of 34 mm and other flange 36 mm and 0.50 mm thick fixed vertically within flanges of floor and ceiling channel and placed at a spacing of 610 mm centre to centre by 6 mm dia bolts and nuts, including fixing of studs along both ends of partition fixed flush to wall with suitable anchor fastener or metal screws with nylon plugs at spacing of 450 mm centre to centre, and fixing of boards to both side of frame work by 25 mm long dry wall screws on studs, floor and ceiling channels at the spacing of 300 mm centre to centre. The boards are to be fixed to the frame work with joints staggered to avoid through cracks, M.S. fixing channel of 99 mm width (0.9 mm thick having two flanges of 9.5 mm each) to be provided at the horizontal joints of two boards, fixed to the studs using metal to metal flat head screws, including jointing and finishing to a flush finish with recommended jointing compound, jointing tape, angle beads at corners (25 mm x 25 mm x 0.5 mm), joint finisher and two coats of primer suitable for board as per manufacture's specification and direction of engineer in charge all complete | 75 mm overall thickness partition with 12.5 mm thick double skin fire rated Glass Reinforced Gypsum (GRG) plaster board conforming to IS: 2095: part 3 (Board with BIS certification marks) | Sqm | 1291
Wood Work, PVC and Aluminum Doors and Windows | 12.155.2 | Providing and fixing partition up to ceiling height consisting of G.I. frame and required board, including providing and fixing of frame work made of special section power pressed/ roll form G.I. sheet with zinc coating of 120 gms/sqm(both side inclusive), consisting of floor and ceiling channel 50mm wide having equal flanges of 32 mm and 0.50 mm thick, fixed to the floor and ceiling at the spacing of 610 mm centre to centre with dash fastener of 12.5 mm dia meter 50 mm length or suitable anchor fastener or metal screws with nylon plugs and the studs 48 mm wide having one flange of 34 mm and other flange 36 mm and 0.50 mm thick fixed vertically within flanges of floor and ceiling channel and placed at a spacing of 610 mm centre to centre by 6 mm dia bolts and nuts, including fixing of studs along both ends of partition fixed flush to wall with suitable anchor fastener or metal screws with nylon plugs at spacing of 450 mm centre to centre, and fixing of boards to both side of frame work by 25 mm long dry wall screws on studs, floor and ceiling channels at the spacing of 300 mm centre to centre. The boards are to be fixed to the frame work with joints staggered to avoid through cracks, M.S. fixing channel of 99 mm width (0.9 mm thick having two flanges of 9.5 mm each) to be provided at the horizontal joints of two boards, fixed to the studs using metal to metal flat head screws, including jointing and finishing to a flush finish with recommended jointing compound, jointing tape, angle beads at corners (25 mm x 25 mm x 0.5 mm), joint finisher and two coats of primer suitable for board as per manufacture's specification and direction of engineer in charge all complete | 75mm overall thickness partition with 12.5 mm thick double skin tapered edged plain Gypsum plaster board conforming to IS: 2095: (part I): 2011 (Board with BIS certification marks) | Sqm | 1070
Wood Work, PVC and Aluminum Doors and Windows | 12.155.3 | Providing and fixing partition up to ceiling height consisting of G.I. frame and required board, including providing and fixing of frame work made of special section power pressed/ roll form G.I. sheet with zinc coating of 120 gms/sqm(both side inclusive), consisting of floor and ceiling channel 50mm wide having equal flanges of 32 mm and 0.50 mm thick, fixed to the floor and ceiling at the spacing of 610 mm centre to centre with dash fastener of 12.5 mm dia meter 50 mm length or suitable anchor fastener or metal screws with nylon plugs and the studs 48 mm wide having one flange of 34 mm and other flange 36 mm and 0.50 mm thick fixed vertically within flanges of floor and ceiling channel and placed at a spacing of 610 mm centre to centre by 6 mm dia bolts and nuts, including fixing of studs along both ends of partition fixed flush to wall with suitable anchor fastener or metal screws with nylon plugs at spacing of 450 mm centre to centre, and fixing of boards to both side of frame work by 25 mm long dry wall screws on studs, floor and ceiling channels at the spacing of 300 mm centre to centre. The boards are to be fixed to the frame work with joints staggered to avoid through cracks, M.S. fixing channel of 99 mm width (0.9 mm thick having two flanges of 9.5 mm each) to be provided at the horizontal joints of two boards, fixed to the studs using metal to metal flat head screws, including jointing and finishing to a flush finish with recommended jointing compound, jointing tape, angle beads at corners (25 mm x 25 mm x 0.5 mm), joint finisher and two coats of primer suitable for board as per manufacture's specification and direction of engineer in charge all complete | 66mm overall thickness Partition with 8mm thick double skin Calcium Silicate Board made with Calcareous & Siliceous materials reinforced with cellulose fibre manufactured through autoclaving process with Compressive Strength 225 kg/sq.cm, Bending Strength 100 kg./ sq.cm | Sqm | 1356
Wood Work, PVC and Aluminum Doors and Windows | 12.155.4 | Providing and fixing partition up to ceiling height consisting of G.I. frame and required board, including providing and fixing of frame work made of special section power pressed/ roll form G.I. sheet with zinc coating of 120 gms/sqm(both side inclusive), consisting of floor and ceiling channel 50mm wide having equal flanges of 32 mm and 0.50 mm thick, fixed to the floor and ceiling at the spacing of 610 mm centre to centre with dash fastener of 12.5 mm dia meter 50 mm length or suitable anchor fastener or metal screws with nylon plugs and the studs 48 mm wide having one flange of 34 mm and other flange 36 mm and 0.50 mm thick fixed vertically within flanges of floor and ceiling channel and placed at a spacing of 610 mm centre to centre by 6 mm dia bolts and nuts, including fixing of studs along both ends of partition fixed flush to wall with suitable anchor fastener or metal screws with nylon plugs at spacing of 450 mm centre to centre, and fixing of boards to both side of frame work by 25 mm long dry wall screws on studs, floor and ceiling channels at the spacing of 300 mm centre to centre. The boards are to be fixed to the frame work with joints staggered to avoid through cracks, M.S. fixing channel of 99 mm width (0.9 mm thick having two flanges of 9.5 mm each) to be provided at the horizontal joints of two boards, fixed to the studs using metal to metal flat head screws, including jointing and finishing to a flush finish with recommended jointing compound, jointing tape, angle beads at corners (25 mm x 25 mm x 0.5 mm), joint finisher and two coats of primer suitable for board as per manufacture's specification and direction of engineer in charge all complete | 66mm overall thickness partition using 8mm thick double skin multipurpose cement board reinforced with cellulose fibre manufactured through autoclaving process (High pressure steam cured) as per IS: 14862 with suitable fibre cement screws | Sqm | 1239
Wood Work, PVC and Aluminum Doors and Windows | 12.155.5 | Providing and fixing partition up to ceiling height consisting of G.I. frame and required board, including providing and fixing of frame work made of special section power pressed/ roll form G.I. sheet with zinc coating of 120 gms/sqm(both side inclusive), consisting of floor and ceiling channel 50mm wide having equal flanges of 32 mm and 0.50 mm thick, fixed to the floor and ceiling at the spacing of 610 mm centre to centre with dash fastener of 12.5 mm dia meter 50 mm length or suitable anchor fastener or metal screws with nylon plugs and the studs 48 mm wide having one flange of 34 mm and other flange 36 mm and 0.50 mm thick fixed vertically within flanges of floor and ceiling channel and placed at a spacing of 610 mm centre to centre by 6 mm dia bolts and nuts, including fixing of studs along both ends of partition fixed flush to wall with suitable anchor fastener or metal screws with nylon plugs at spacing of 450 mm centre to centre, and fixing of boards to both side of frame work by 25 mm long dry wall screws on studs, floor and ceiling channels at the spacing of 300 mm centre to centre. The boards are to be fixed to the frame work with joints staggered to avoid through cracks, M.S. fixing channel of 99 mm width (0.9 mm thick having two flanges of 9.5 mm each) to be provided at the horizontal joints of two boards, fixed to the studs using metal to metal flat head screws, including jointing and finishing to a flush finish with recommended jointing compound, jointing tape, angle beads at corners (25 mm x 25 mm x 0.5 mm), joint finisher and two coats of primer suitable for board as per manufacture's specification and direction of engineer in charge all complete | 66 mm overall thickness partition using 8 mm thick double skin multipurpose cement bonded wood particle board manufactured as per IS: 14276 with suitable cement bonded board screws | Sqm | 1226
Wood Work, PVC and Aluminum Doors and Windows | 12.156 | Providing and fixing frame work for partitions/ wall lining etc. made of 50x50x1.6 mm hollow MS tube, placed along the walls, ceiling and floor in a grid pattern with spacing @ 60 cm centre to centre both ways (vertically & horizontally) or at required spacing near opening, with necessary welding at junctions and fixing the frame to wall/ ceiling/ floors with steel dash fasteners of 8 mm dia, 75 mm long bolt, including making provision for opening for doors, windows, electrical conduits, switch boards etc., including providing with two coats of approved steel primer etc. complete, all as per direction of Engineer-in-charge. C. ALUMINIUM WORK DOOR/WINDOW FRAMES AND SHUTTERS |  | KG | 111
Wood Work, PVC and Aluminum Doors and Windows | 12.157.1.1 | Providing and fixing aluminium work for doors, windows, ventilators and partitions with extruded built up standard tubular sections/ appropriate Z sections and other sections of approved make conforming to IS: 733 and IS: 1285, fixing with dash fasteners of required dia and size, including necessary filling up the gaps at junctions, i.e. at top, bottom and sides with required EPDM rubber/ neoprene gasket etc. Aluminium sections shall be smooth, rust free, straight, mitred and jointed mechanically wherever required including cleat angle, Aluminium snap beading for glazing / panelling, C.P. brass / stainless steel screws, all complete as per architectural drawings and the directions of Engineer-in-charge. (Glazing, panelling and dash fasteners to be paid for separately) | Anodised aluminium (anodised transparent or dyed to required shade according to IS: 1868, Minimum anodic coating of grade AC 15) | KG | 361
Wood Work, PVC and Aluminum Doors and Windows | 12.157.1.2 | Providing and fixing aluminium work for doors, windows, ventilators and partitions with extruded built up standard tubular sections/ appropriate Z sections and other sections of approved make conforming to IS: 733 and IS: 1285, fixing with dash fasteners of required dia and size, including necessary filling up the gaps at junctions, i.e. at top, bottom and sides with required EPDM rubber/ neoprene gasket etc. Aluminium sections shall be smooth, rust free, straight, mitred and jointed mechanically wherever required including cleat angle, Aluminium snap beading for glazing / panelling, C.P. brass / stainless steel screws, all complete as per architectural drawings and the directions of Engineer-in-charge. (Glazing, panelling and dash fasteners to be paid for separately) | Powder coated aluminium (minimum thickness of powder coating 50 micron) | KG | 392
Wood Work, PVC and Aluminum Doors and Windows | 12.157.1.3 | Providing and fixing aluminium work for doors, windows, ventilators and partitions with extruded built up standard tubular sections/ appropriate Z sections and other sections of approved make conforming to IS: 733 and IS: 1285, fixing with dash fasteners of required dia and size, including necessary filling up the gaps at junctions, i.e. at top, bottom and sides with required EPDM rubber/ neoprene gasket etc. Aluminium sections shall be smooth, rust free, straight, mitred and jointed mechanically wherever required including cleat angle, Aluminium snap beading for glazing / panelling, C.P. brass / stainless steel screws, all complete as per architectural drawings and the directions of Engineer-in-charge. (Glazing, panelling and dash fasteners to be paid for separately) | Polyester powder coated aluminium (minimum thickness of polyester powder coating 50 micron) | KG | 401
Wood Work, PVC and Aluminum Doors and Windows | 12.157.2.1 | Providing and fixing aluminium work for doors, windows, ventilators and partitions with extruded built up standard tubular sections/ appropriate Z sections and other sections of approved make conforming to IS: 733 and IS: 1285, fixing with dash fasteners of required dia and size, including necessary filling up the gaps at junctions, i.e. at top, bottom and sides with required EPDM rubber/ neoprene gasket etc. Aluminium sections shall be smooth, rust free, straight, mitred and jointed mechanically wherever required including cleat angle, Aluminium snap beading for glazing / panelling, C.P. brass / stainless steel screws, all complete as per architectural drawings and the directions of Engineer-in-charge. (Glazing, panelling and dash fasteners to be paid for separately) — For shutters of doors, windows & ventilators including providing and fixing hinges/ pivots and making provision for fixing of fittings wherever required including the cost of EPDM rubber / neoprene gasket required (Fittings shall be paid for separately) | Anodised aluminium (anodised transparent or dyed to required shade according to IS: 1868, Minimum anodic coating of grade AC 15) | KG | 419
Wood Work, PVC and Aluminum Doors and Windows | 12.157.2.2 | Providing and fixing aluminium work for doors, windows, ventilators and partitions with extruded built up standard tubular sections/ appropriate Z sections and other sections of approved make conforming to IS: 733 and IS: 1285, fixing with dash fasteners of required dia and size, including necessary filling up the gaps at junctions, i.e. at top, bottom and sides with required EPDM rubber/ neoprene gasket etc. Aluminium sections shall be smooth, rust free, straight, mitred and jointed mechanically wherever required including cleat angle, Aluminium snap beading for glazing / panelling, C.P. brass / stainless steel screws, all complete as per architectural drawings and the directions of Engineer-in-charge. (Glazing, panelling and dash fasteners to be paid for separately) — For shutters of doors, windows & ventilators including providing and fixing hinges/ pivots and making provision for fixing of fittings wherever required including the cost of EPDM rubber / neoprene gasket required (Fittings shall be paid for separately) | Powder coated aluminium (minimum thickness of powder coating 50 micron) | KG | 451
Wood Work, PVC and Aluminum Doors and Windows | 12.157.2.3 | Providing and fixing aluminium work for doors, windows, ventilators and partitions with extruded built up standard tubular sections/ appropriate Z sections and other sections of approved make conforming to IS: 733 and IS: 1285, fixing with dash fasteners of required dia and size, including necessary filling up the gaps at junctions, i.e. at top, bottom and sides with required EPDM rubber/ neoprene gasket etc. Aluminium sections shall be smooth, rust free, straight, mitred and jointed mechanically wherever required including cleat angle, Aluminium snap beading for glazing / panelling, C.P. brass / stainless steel screws, all complete as per architectural drawings and the directions of Engineer-in-charge. (Glazing, panelling and dash fasteners to be paid for separately) — For shutters of doors, windows & ventilators including providing and fixing hinges/ pivots and making provision for fixing of fittings wherever required including the cost of EPDM rubber / neoprene gasket required (Fittings shall be paid for separately) | Polyester powder coated aluminium (minimum thickness of polyester powder coating 50 micron) | KG | 459
Wood Work, PVC and Aluminum Doors and Windows | 12.158.1 | Providing and fixing 12 mm thick prelaminated particle board flat pressed three layer or graded wood particle board conforming to IS: 12823 Grade I Type II, in panelling fixed in aluminium doors, windows shutters and partition frames with C.P. brass / stainless steel screws etc. complete as per architectural drawings and directions of engineer-in-charge | Pre-laminated particle board with decorative lamination on one side and balancing lamination on other side | Sqm | 836
Wood Work, PVC and Aluminum Doors and Windows | 12.158.2 | Providing and fixing 12 mm thick prelaminated particle board flat pressed three layer or graded wood particle board conforming to IS: 12823 Grade I Type II, in panelling fixed in aluminium doors, windows shutters and partition frames with C.P. brass / stainless steel screws etc. complete as per architectural drawings and directions of engineer-in-charge | Pre-laminated particle board with decorative lamination on both sides | Sqm | 883
Wood Work, PVC and Aluminum Doors and Windows | 12.161 | Providing and fixing double glazed hermetically sealed glazing in aluminium windows, ventilators and partition etc. with 6 mm thick clear float glass both side, having 12 mm air gap, including providing EPDM gasket, perforated aluminium spacers, desiccants, sealant (Both primary and secondary sealant) etc. as per specifications, drawings and direction of Engineer-in-charge complete |  | Sqm | 3448
Wood Work, PVC and Aluminum Doors and Windows | 12.162.1 | Providing and fixing stainless steel (SS 304 grade) adjustable friction windows stays of approved quality with necessary stainless steel screws etc. to the side hung windows as per direction of Engineer-in-charge complete | 205 X 19 mm | Each | 235
Wood Work, PVC and Aluminum Doors and Windows | 12.162.2 | Providing and fixing stainless steel (SS 304 grade) adjustable friction windows stays of approved quality with necessary stainless steel screws etc. to the side hung windows as per direction of Engineer-in-charge complete | 255 X 19 mm | Each | 300
Wood Work, PVC and Aluminum Doors and Windows | 12.162.3 | Providing and fixing stainless steel (SS 304 grade) adjustable friction windows stays of approved quality with necessary stainless steel screws etc. to the side hung windows as per direction of Engineer-in-charge complete | 355 X 19 mm | Each | 265
Wood Work, PVC and Aluminum Doors and Windows | 12.162.4 | Providing and fixing stainless steel (SS 304 grade) adjustable friction windows stays of approved quality with necessary stainless steel screws etc. to the side hung windows as per direction of Engineer-in-charge complete | 510 X 19 mm | Each | 694
Wood Work, PVC and Aluminum Doors and Windows | 12.162.5 | Providing and fixing stainless steel (SS 304 grade) adjustable friction windows stays of approved quality with necessary stainless steel screws etc. to the side hung windows as per direction of Engineer-in-charge complete | 710 X 19 mm | Each | 1180
Wood Work, PVC and Aluminum Doors and Windows | 12.163.1 | Providing and fixing aluminium tubular handle bar 32 mm outer dia, 3.0 mm thick & 2100 mm long with SS screws etc.complete as per direction of Engineer-in-Charge | Anodized (AC 15 ) aluminium tubular handle bar | Each | 491
Wood Work, PVC and Aluminum Doors and Windows | 12.163.2 | Providing and fixing aluminium tubular handle bar 32 mm outer dia, 3.0 mm thick & 2100 mm long with SS screws etc.complete as per direction of Engineer-in-Charge | Powder coated minimum thickness 50 micron aluminium tubular handle bar | Each | 539
Wood Work, PVC and Aluminum Doors and Windows | 12.163.3 | Providing and fixing aluminium tubular handle bar 32 mm outer dia, 3.0 mm thick & 2100 mm long with SS screws etc.complete as per direction of Engineer-in-Charge | Polyester powder coated minimum thickness 50 micron | Each | 552
Wood Work, PVC and Aluminum Doors and Windows | 12.164 | Providing and fixing Brass 100mm mortice latch and lock with 6 levers without pair of handles (best make of approved quality) for aluminium doors including necessary cutting and making good etc. complete |  | Each | 359
Wood Work, PVC and Aluminum Doors and Windows | 12.165 | Providing and fixing anodised aluminium (anodised transparent or dyed to required shade according to IS: 1868. Minimum anodic coating of grade AC 15) sub frame work for windows and ventilators with extruded built up standard tubular sections of approved make conforming to IS: 733 and IS: 1285, fixed with dash fastener of required dia and size (Dash fastener to be paid for separately) |  | KG | 330
Wood Work, PVC and Aluminum Doors and Windows | 12.166.1 | Providing and fixing aluminium casement windows fastener of required length for aluminium windows with necessary screws etc. complete | Anodized (AC 15) aluminium | Each | 62
Wood Work, PVC and Aluminum Doors and Windows | 12.166.2 | Providing and fixing aluminium casement windows fastener of required length for aluminium windows with necessary screws etc. complete | Powder coated minimum thickness 50 micron aluminium | Each | 66
Wood Work, PVC and Aluminum Doors and Windows | 12.166.3 | Providing and fixing aluminium casement windows fastener of required length for aluminium windows with necessary screws etc. complete | Polyester powder coated minimum thickness 50 micron aluminium | Each | 65
Wood Work, PVC and Aluminum Doors and Windows | 12.167.1 | Providing and fixing aluminium round shape handle of outer dia 100 mm with SS screws etc. complete as per direction of Engineer-in-charge | Anodized (AC 15 ) aluminium | Each | 74
Wood Work, PVC and Aluminum Doors and Windows | 12.167.2 | Providing and fixing aluminium round shape handle of outer dia 100 mm with SS screws etc. complete as per direction of Engineer-in-charge | Powder coated minimum thickness 50 micron aluminium | Each | 78
Wood Work, PVC and Aluminum Doors and Windows | 12.167.3 | Providing and fixing aluminium round shape handle of outer dia 100 mm with SS screws etc. complete as per direction of Engineer-in-charge | Polyester powder coated minimum thickness 50 micron aluminium | Each | 83
Wood Work, PVC and Aluminum Doors and Windows | 12.168.1 | Extra for applying additional anodic coating AC 25 instead of AC 15 to aluminium extruded sections | For fixed portion | KG | 13
Wood Work, PVC and Aluminum Doors and Windows | 12.168.2 | Extra for applying additional anodic coating AC 25 instead of AC 15 to aluminium extruded sections | For shutters of doors, windows & ventilators | KG | 13
Wood Work, PVC and Aluminum Doors and Windows | 12.169.1 | Filling the gap in between aluminium frame & adjacent RCC/ Brick/ Stone work by providing weather silicon sealant over backer rod of approved quality as per architectural drawings and direction of Engineer-in-charge complete | Up to 5mm depth and 5 mm width | Metre | 37
Wood Work, PVC and Aluminum Doors and Windows | 12.170 | Providing and fixing anodised aluminium grill (anodised transparent or dyed to required shade according to IS: 1868 with minimum anodic coating of grade AC 15) of approved design/pattern, with approved standard section and fixed to the existing window frame with C.P. brass/ stainless steel screws @ 200 mm centre to centre, including cutting the grill to proper opening size for fixing and operation of handles and fixing approved anodised aluminium standard section around the opening, all complete as per requirement and direction of Engineer-in-charge. (Only weight of grill to be measured for payment) |  | KG | 453
Wood Work, PVC and Aluminum Doors and Windows | 12.171 | Providing and fixing 12 mm thick frameless toughened glass door shutter of approved brand and manufacture, including providing and fixing top & bottom pivot & double acting hydraulic floor spring type fixing arrangement and making necessary holes etc. for fixing required door fittings, all complete as per direction of Engineer-in-charge (Door handle, lock and stopper etc.to be paid separately) |  | Sqm | 3824
Wood Work, PVC and Aluminum Doors and Windows | 12.172.1 | Filling the gap in between aluminium/ stone/ wood frame and adjacent RCC/Brick/ Stone/ wood/ Ceramic/ Gypsum work by providing weather/structural non sag elastomeric PU sealant over backer rod of approved quality as per architectural drawings and direction of Engineer-in­ charge complete, complying to ASTM C920, DIN 18540-F & ISO 11600 | Up to 5 mm depth and 5 mm width | Metre | 101
Wood Work, PVC and Aluminum Doors and Windows | 12.172.2 | Filling the gap in between aluminium/ stone/ wood frame and adjacent RCC/Brick/ Stone/ wood/ Ceramic/ Gypsum work by providing weather/structural non sag elastomeric PU sealant over backer rod of approved quality as per architectural drawings and direction of Engineer-in­ charge complete, complying to ASTM C920, DIN 18540-F & ISO 11600 | Up to 10 mm depth and 10 mm width | Metre | 142
Wood Work, PVC and Aluminum Doors and Windows | 12.172.3 | Filling the gap in between aluminium/ stone/ wood frame and adjacent RCC/Brick/ Stone/ wood/ Ceramic/ Gypsum work by providing weather/structural non sag elastomeric PU sealant over backer rod of approved quality as per architectural drawings and direction of Engineer-in­ charge complete, complying to ASTM C920, DIN 18540-F & ISO 11600 | Up to 20 mm depth and 20 mm width | Metre | 293
Wood Work, PVC and Aluminum Doors and Windows | 12.173 | Providing and fixing bright finished 100 mm mortice lock with 6 levers without pair of handles of approved quality for aluminium door, with necessary screws etc complete as per direction of Engineer- in-charge. ALUMINIUM FALSE CEILING |  | Each | 553
Wood Work, PVC and Aluminum Doors and Windows | 12.174 | Providing and fixing powder coated aluminium work (minimum thickness of powder coating 50 micron) consisting of tee/ angle sections, of approved make conforming to IS: 733 in frames of false ceiling including aluminium angle cleats with necessary C.P. brass/ stainless steel sunk screws, aluminium perimeter angles fixed to wall with stainless steel rawl plugs @ 450 mm centre to centre and fixing the frame work to G.I. level adjusting hangers 6 mm dia. with necessary cadmium plated machine screws all complete as per approved architectural drawings and direction of the Engineer-in-charge (level adjusting hangers, ceiling cleats and expansion hold fasteners to be paid for separately) |  | KG | 567
Wood Work, PVC and Aluminum Doors and Windows | 12.175 | Providing and fixing 6 mm dia. G.I. level adjusting hangers (up to 1200mm length), fixed to roof slabs by means of ceiling cleats made out of G.I. flat 40x3mm size 60 mm long and stainless steel expandable dash fastener of 12.5 mm dia and 50 mm long, complete as per direction of Engineer-in­ charge |  | Each | 55
Wood Work, PVC and Aluminum Doors and Windows | 12.176.1 | Providing and fixing machine moulded aluminium covering of approved pattern & design, made out of machine cut aluminium sheet and machine holed for receiving dash fastener, over expansion joints on vertical surfaces/ceiling floors, the fixing on plate in one row on one side of joint only shall be done with stainless steel dash fasteners of 8 mm dia and 75 mm long bolt including providing aluminium washers 2 mm thick & 15 mm dia, at a staggered pitch of 200mm centre to centre including drilling holes in the receiving surface and providing expandable plastic sleeves in holes etc. complete as per direction of Engineer-in-charge | Anodised aluminium sheet 2.5mm thick (anodised transparent or dyed to required shade according to IS: 1868, Minimum anodic coating of grade AC 15) | KG | 508
Wood Work, PVC and Aluminum Doors and Windows | 12.176.2 | Providing and fixing machine moulded aluminium covering of approved pattern & design, made out of machine cut aluminium sheet and machine holed for receiving dash fastener, over expansion joints on vertical surfaces/ceiling floors, the fixing on plate in one row on one side of joint only shall be done with stainless steel dash fasteners of 8 mm dia and 75 mm long bolt including providing aluminium washers 2 mm thick & 15 mm dia, at a staggered pitch of 200mm centre to centre including drilling holes in the receiving surface and providing expandable plastic sleeves in holes etc. complete as per direction of Engineer-in-charge | Powder coated aluminium sheet 2.5mm thick (minimum thickness of powder coating 50 micron) | KG | 539
Steel and Iron Work | 13.1.1 | Providing and fixing T-iron frames for doors, windows and ventilators of mild steel Tee-sections, joints mitred and welded, including fixing of necessary butt hinges and screws and applying a priming coat of approved steel primer | Fixing with 15x3 mm lugs 10 cm long embedded in cement concrete block 15x10x10 cm of C.C. 1:3:6 (1 Cement: 3 coarse sand: 6 graded stone aggregate 20 mm nominal size) | KG | 88
Steel and Iron Work | 13.1.2 | Providing and fixing T-iron frames for doors, windows and ventilators of mild steel Tee-sections, joints mitred and welded, including fixing of necessary butt hinges and screws and applying a priming coat of approved steel primer | Fixing with carbon steel galvanised dash fastener of required dia and size (to be paid for separately) | KG | 86
Steel and Iron Work | 13.2 | Providing and fixing angle iron frames for doors, windows and ventilators of mild steel Angle sections of size 35x35x5 mm, joints mitred and welded by angle iron 35x35x5 mm or 35x 5 mm flat pieces to the existing T-iron frame or to the wall with dash fastener, including fixing of necessary butt hinges and screws and applying a priming coat of approved steel primer, all complete as per the direction of Engineer-In-charge |  | KG | 84
Steel and Iron Work | 13.3.3 | Providing and fixing pressed steel door frames conforming to IS: 4351, manufactured from commercial mild steel sheet of 2.0 mm thickness, including hinges, jamb, lock jamb, bead and if required angle threshold of mild steel angle of section 50x25 mm, or base ties of 2.00 mm, pressed mild steel welded or rigidly fixed together by mechanical means, including M.S. pressed butt hinges 2.5 mm thick with mortar guards, lock strike-plate and shock absorbers as specified and applying a coat of approved steel primer after pre-treatment of the surface as directed by Engineer-in-charge | Profile E 13.3.3.. 1 Fixing with adjustable lugs with split end tail to each jamb | Metre | 434
Steel and Iron Work | 13.4.1 | Providing and fixing M.S. Tubular frames for doors, windows, ventilators and cupboard with rectangular/ L-Type sections, made of 1.60 mm thick M.S. Sheet, joints mitred, welded and grinded finish, with profiles of required size, including fixing of necessary butt hinges and screws and applying a priming coat of approved steel primer | Fixing with 15x3 mm lugs 10 cm long embedded in cement concrete block 15x10x10 cm of C.C. 1:3:6 (1 Cement: 3 coarse sand: 6 graded stone aggregate 20 mm nominal size) | KG | 112
Steel and Iron Work | 13.4.2 | Providing and fixing M.S. Tubular frames for doors, windows, ventilators and cupboard with rectangular/ L-Type sections, made of 1.60 mm thick M.S. Sheet, joints mitred, welded and grinded finish, with profiles of required size, including fixing of necessary butt hinges and screws and applying a priming coat of approved steel primer | Fixing with carbon steel galvanised dash fastener of required dia and size (to be paid for separately) | KG | 106
Steel and Iron Work | 13.5.1 | Providing and fixing carbon steel galvanised ( minimum coating 5 micron) dash fastener of 10 mm dia double threaded 6.8 grade (yield strength 480 N/mm2), counter sunk head, comprising of 10 mm dia polyamide PA 6 grade sleeve, including drilling of hole in frame, concrete/ masonry, etc. as per direction of Engineer-in-charge | 10 x 60 mm | Each | 66
Steel and Iron Work | 13.5.2 | Providing and fixing carbon steel galvanised ( minimum coating 5 micron) dash fastener of 10 mm dia double threaded 6.8 grade (yield strength 480 N/mm2), counter sunk head, comprising of 10 mm dia polyamide PA 6 grade sleeve, including drilling of hole in frame, concrete/ masonry, etc. as per direction of Engineer-in-charge | 10 x 80 mm | Each | 71
Steel and Iron Work | 13.5.3 | Providing and fixing carbon steel galvanised ( minimum coating 5 micron) dash fastener of 10 mm dia double threaded 6.8 grade (yield strength 480 N/mm2), counter sunk head, comprising of 10 mm dia polyamide PA 6 grade sleeve, including drilling of hole in frame, concrete/ masonry, etc. as per direction of Engineer-in-charge | 10 x 120 mm | Each | 87
Steel and Iron Work | 13.5.4 | Providing and fixing carbon steel galvanised ( minimum coating 5 micron) dash fastener of 10 mm dia double threaded 6.8 grade (yield strength 480 N/mm2), counter sunk head, comprising of 10 mm dia polyamide PA 6 grade sleeve, including drilling of hole in frame, concrete/ masonry, etc. as per direction of Engineer-in-charge | 10 x 140 mm | Each | 98
Steel and Iron Work | 13.5.5 | Providing and fixing carbon steel galvanised ( minimum coating 5 micron) dash fastener of 10 mm dia double threaded 6.8 grade (yield strength 480 N/mm2), counter sunk head, comprising of 10 mm dia polyamide PA 6 grade sleeve, including drilling of hole in frame, concrete/ masonry, etc. as per direction of Engineer-in-charge | 10 x 160 mm | Each | 122
Steel and Iron Work | 13.6.1 | Providing and fixing 1mm thick M.S. sheet door with frame of 40x40x6 mm angle iron and 3 mm M.S. gusset plates at the junctions and comers, all necessary fittings complete, including applying a priming coat of approved steel crimer | Using M.S. angels 40x40x6 mm for diagonal braces | Sqm | 3066
Steel and Iron Work | 13.6.2 | Providing and fixing 1mm thick M.S. sheet door with frame of 40x40x6 mm angle iron and 3 mm M.S. gusset plates at the junctions and comers, all necessary fittings complete, including applying a priming coat of approved steel crimer | Using flats 30x6mm for diagonal braces and central cross piece | Sqm | 2909
Steel and Iron Work | 13.7.1 | Fixing standard steel glazed doors, windows and ventilators in walls, including fixing of float glass panes with glazing clips and special metal-sash putty of approved make, or metal beading with screws, (only steel windows, glass panes cut to size and glazing clips or metal beading with screws, shall be supplied by department free of cost | Fixing with 15x3 mm lugs 10 cm long embedded in cement concrete block 15x10x10 cm of C.C. 1:3:6 (1 Cement: 3 coarse sand: 6 graded stone aggregate 20 mm nominal size) | KG | 25
Steel and Iron Work | 13.7.2 | Fixing standard steel glazed doors, windows and ventilators in walls, including fixing of float glass panes with glazing clips and special metal-sash putty of approved make, or metal beading with screws, (only steel windows, glass panes cut to size and glazing clips or metal beading with screws, shall be supplied by department free of cost | Fixing with carbon steel galvanised dash fastener of required dia and size (to be paid for separately) | KG | 16
Steel and Iron Work | 13.8.1 | Providing and fixing factory made ISi marked steel glazed doors, windows and ventilators, side /top /centre hung, with beading and all members such as F7D,F4B, K11 B and K12 B etc. complete of standard rolled steel sections, joints mitred and flash butt welded and sash bars tenoned and riveted, including providing and fixing of hinges, pivots, including priming coat of approved steel primer, but excluding the cost of other fittings, complete all as per approved design, (sectional weight of only steel members shall be measured for payment) | Fixing with 15x3 mm lugs 10 cm long embedded in cement concrete block 15x10x10 cm of C.C. 1:3:6 (1 Cement: 3 coarse sand: 6 graded stone aggregate 20 mm nominal size) | KG | 108
Steel and Iron Work | 13.8.2 | Providing and fixing factory made ISi marked steel glazed doors, windows and ventilators, side /top /centre hung, with beading and all members such as F7D,F4B, K11 B and K12 B etc. complete of standard rolled steel sections, joints mitred and flash butt welded and sash bars tenoned and riveted, including providing and fixing of hinges, pivots, including priming coat of approved steel primer, but excluding the cost of other fittings, complete all as per approved design, (sectional weight of only steel members shall be measured for payment) | Fixing with carbon steel galvanised dash fastener of required dia and size (to be paid for separately) | KG | 84
Steel and Iron Work | 13.9.1 | Providing & fixing fly proof wire gauze to windows, clerestory windows & doors with M. S. Flat 15x3 mm and nuts & bolts complete | Galvanised M.S. Wire gauze with 0.63 mm dia wire and 1.4 mm aperture on both sides | Sqm | 567
Steel and Iron Work | 13.9.2 | Providing & fixing fly proof wire gauze to windows, clerestory windows & doors with M. S. Flat 15x3 mm and nuts & bolts complete | Stainless steel (grade 304) wire gauze of 0.5 mm dia wire and 1.4 mm aperture on both sides | Sqm | 781
Steel and Iron Work | 13.10.1 | Providing & fixing glass panes with putty and glazing clips in steel doors, windows, clerestory windows, all complete with | 4.0 mm thick glass panes | Sqm | 604
Steel and Iron Work | 13.10.2 | Providing & fixing glass panes with putty and glazing clips in steel doors, windows, clerestory windows, all complete with | 5.5 mm thick glass panes | Sqm | 889
Steel and Iron Work | 13.11 | Extra for providing and fixing steel beading of size 1O x 1O x 1.6 mm (box type), approved shape and section with screws instead of glazing clips and metal sash putty, in steel doors, windows, ventilators and composite units |  | Metre | 38
Steel and Iron Work | 13.12.2 | Extra for providing and fixing steel beading of MS flat of size 20mm x 3mm section | For windows | Sqm | 307
Steel and Iron Work | 13.18 | Providing and fixing hard drawn steel wire fabric 75 mm X 25 mm rectangular mesh with 3.25 mm dia wire fixed on steel windows of standard rolled sections with 3 mm thick flat iron cover moulding of 12.5 mm width fixed with machine screws welded complete in all respect |  | Sqm | 1001
Steel and Iron Work | 13.19 | Providing and fixing galvanised wire mesh of average width of aperture 1.4 mm and nominal dia of wire 0.63 mm fixed on steel windows of standard rolled steel section, with 3 mm thick MS flat iron cover moulding of 12.5 mm width, fixed with machine screws welded complete in all respects |  | Sqm | 727
Steel and Iron Work | 13.20 | Providing and Fixing Poly Carbonate Sheet 1.25mm thickness on Gates and grills excluding the cost of MS framework but including the cost of nut bolts, Welding rods complete in all respect as per direction of Engineer-in-Charge. PRE-PAINTED / POWDER COATED GALVANISED SHEET |  | Sqm | 1467
Steel and Iron Work | 13.21.1 | Supply & fixing Windows frames (Chowkhats) including mullions consisting frame fabricated from sheet roll formed out of 1.2mm thick galvanized sheet as per IS:277 (Base steel as per IS 513) with zinc of 120 gm/sqm & Powder coated with pure Polyester powder up to 50 microns (as per approved colour), 3 Nos. 100mm butt - hinges 2mm thick, 6 Nos. 1.2mm thick CRCA electroplated stiffner, 6 Nos. M.S hold fast with split and tail welded to stiffner plate 200mm long, receiver for aldrop, weld less corner assembly with brackets & screws, M.S tie rod 50mm x 25mm to be fixed at bottom finished with powder coated total thickness of coating 0.6mm of approved shade, fixed in position including the cost of cement concrete for 1:2:4 for fixing lugs complete in all respects as per drawing, design, specification & entire satisfaction of Engineer-in-charge | Door Frame of size 80mm x 50mm with 37mm wide single rebate for 35mm door shutter | Metre | 1061
Steel and Iron Work | 13.21.2 | Supply & fixing Windows frames (Chowkhats) including mullions consisting frame fabricated from sheet roll formed out of 1.2mm thick galvanized sheet as per IS:277 (Base steel as per IS 513) with zinc of 120 gm/sqm & Powder coated with pure Polyester powder up to 50 microns (as per approved colour), 3 Nos. 100mm butt - hinges 2mm thick, 6 Nos. 1.2mm thick CRCA electroplated stiffner, 6 Nos. M.S hold fast with split and tail welded to stiffner plate 200mm long, receiver for aldrop, weld less corner assembly with brackets & screws, M.S tie rod 50mm x 25mm to be fixed at bottom finished with powder coated total thickness of coating 0.6mm of approved shade, fixed in position including the cost of cement concrete for 1:2:4 for fixing lugs complete in all respects as per drawing, design, specification & entire satisfaction of Engineer-in-charge | Door Frame of size 125mm x 60mm with 37mm wide double rebate for 35mm door shutter | Metre | 1389
Steel and Iron Work | 13.22.1 | Supply & fixing Windows frames (Chowkhats) including mullions consisting frame fabricated from sheet roll formed out of 0.58mm thick galvanized sheet (Base steel as per IS 513) with zinc of 120 gm/sqm steel sheet pre coated (as per approved colour) with Polyester paint of 12-16 microns thickness under coat of EPOXY primer & back coat with ALKYD backer of 5-7 microns, total sheet thickness with coating 0.58mm of approved shade, weld less corner assembly with brackets & screws, fixed in position by means of PVC & metal hold fastener with PVC cap complete in all respects as per drawing, design, specification & entire satisfaction of Engineer-in-charge | Windows Outer frame of size 72mm x 55mm and central mullion 72mm x 50mm with Double rebate | Metre | 970
Steel and Iron Work | 13.23.1 | Supply & fixing Windows frames (Chowkhats) including mullions consisting frame fabricated from sheet roll formed out of 0.58mm thick galvanized sheet (Base steel as per IS 513) with zinc of 120 gm/sqm steel sheet pre coated (as per approved colour) with Polyester paint of 12-16 microns thickness under coat of EPOXY primer & back coat with ALKYD backer of 5-7 microns, total sheet thickness with coating 0.58mm of approved shade, weld less corner assembly with brackets & screws, fixed in position by means of PVC & metal hold fastener with PVC cap complete in all respects as per drawing, design, specification & entire satisfaction of Engineer-in-charge | Glazed Windows shutter section 47mm x 20mm (Without Glass) | Sqm | 4992
Steel and Iron Work | 13.23.2 | Supply & fixing Windows frames (Chowkhats) including mullions consisting frame fabricated from sheet roll formed out of 0.58mm thick galvanized sheet (Base steel as per IS 513) with zinc of 120 gm/sqm steel sheet pre coated (as per approved colour) with Polyester paint of 12-16 microns thickness under coat of EPOXY primer & back coat with ALKYD backer of 5-7 microns, total sheet thickness with coating 0.58mm of approved shade, weld less corner assembly with brackets & screws, fixed in position by means of PVC & metal hold fastener with PVC cap complete in all respects as per drawing, design, specification & entire satisfaction of Engineer-in-charge | Wire Mesh Windows shutter Section 40mm x 20mm with S.S wire mesh 32 gauge fly mesh with 144 holes per square Inch | Sqm | 5127
Steel and Iron Work | 13.23.3 | Supply & fixing Windows frames (Chowkhats) including mullions consisting frame fabricated from sheet roll formed out of 0.58mm thick galvanized sheet (Base steel as per IS 513) with zinc of 120 gm/sqm steel sheet pre coated (as per approved colour) with Polyester paint of 12-16 microns thickness under coat of EPOXY primer & back coat with ALKYD backer of 5-7 microns, total sheet thickness with coating 0.58mm of approved shade, weld less corner assembly with brackets & screws, fixed in position by means of PVC & metal hold fastener with PVC cap complete in all respects as per drawing, design, specification & entire satisfaction of Engineer-in-charge | Providing & fixing fixed beading 12mm x 12mm for fixed glass ECO fixed gasket (EPDM) | Metre | 226
Steel and Iron Work | 13.24.1 | Providing & fixing glazing in door, window, ventilator shutters and partitions etc. complete as per the architectural drawings and the directions of engineer- in-charge. (Cost of Gasket I beading shall be paid as per respective item) | Float glass panes of 5.5mm thickness | Sqm | 844
Steel and Iron Work | 13.25.1 | Supply & fixing Windows frames (Chowkhats) including mullions consisting frame fabricated from sheet roll formed, total sheet thickness with coating 0. 72mm for outer frame & 0.58 mm. for other sections.galvanized sheet (Base steel as per IS 513) with zinc of 120 gm/Sqm as per IS 277 steel sheet pre coated (as per approved colour) with Polyster paint of 12-16 micrones thickness under coat of EPOXY primer & back coat with ALKYD backerof 5-7 micrones, weldless comer assembly with brackets & screws, fixed in position by means of PVC & metal hold fastner with PVC cap complete in all respects as per drawing, design, specification & entire satisfaction of Engineer-in- charge | Windows Outer frame of size 98mm x 50mm and central mullion 46mm x 70mm and Additional Mullion 29mm x 46mm with Double rebate | Metre | 1093
Steel and Iron Work | 13.26.1 | Supply & fixing Windows frames including mullions consisting frame fabricated from sheet roll formed out of 0.58mm thick galvanized sheet (Base steel as per IS 513) with zinc of 120 gm/Sqm steel sheet pre coated (as per approved colour) with Polyster paint of 12-16 micrones thickness under coat of EPOXY primer & back coat with ALKYD backerof 5-7 micrones, weldless corner assembly with brackets & screws, fixed in position by means of PVC & metal hold fastner with PVC cap complete in all respects as per drawing, design, specification & entire satisfaction of Engineer-in-charge | Glazed Windows shutter section 46mm x 46mm (Without Glass) | Sqm | 5714
Steel and Iron Work | 13.26.2 | Supply & fixing Windows frames including mullions consisting frame fabricated from sheet roll formed out of 0.58mm thick galvanized sheet (Base steel as per IS 513) with zinc of 120 gm/Sqm steel sheet pre coated (as per approved colour) with Polyster paint of 12-16 micrones thickness under coat of EPOXY primer & back coat with ALKYD backerof 5-7 micrones, weldless corner assembly with brackets & screws, fixed in position by means of PVC & metal hold fastner with PVC cap complete in all respects as per drawing, design, specification & entire satisfaction of Engineer-in-charge | Wire Mesh Windows shutter Section 40mm x 20mm with S.S wire mesh 32 gauge fly mesh with 144 holes per square Inch | Sqm | 5127
Steel and Iron Work | 13.26.3 | Supply & fixing Windows frames including mullions consisting frame fabricated from sheet roll formed out of 0.58mm thick galvanized sheet (Base steel as per IS 513) with zinc of 120 gm/Sqm steel sheet pre coated (as per approved colour) with Polyster paint of 12-16 micrones thickness under coat of EPOXY primer & back coat with ALKYD backerof 5-7 micrones, weldless corner assembly with brackets & screws, fixed in position by means of PVC & metal hold fastner with PVC cap complete in all respects as per drawing, design, specification & entire satisfaction of Engineer-in-charge | Providing & fixing fixed beading 25mm x 18mm for fixed glass ECO fixed gasket (EPDM) SIGLE/BUILT-UP STEEL/TUBULAR SECTIONS | Metre | 290
Steel and Iron Work | 13.27 | Structural steel work in single section, fixed with or without connecting plate, including cutting, hoisting, fixing in position and applying a priming coat of approved steel primer all complete |  | KG | 80
Steel and Iron Work | 13.28 | Structural steel work riveted, bolted or welded in built up sections, trusses and framed work, including cutting, hoisting, fixing in position and applying a priming coat of approved steel primer all complete |  | KG | 84
Steel and Iron Work | 13.29.1 | Steel work welded in built up sections/ framed work, including cutting, hoisting, fixing in position and applying a priming coat of approved steel primer using structural steel etc. as required | In stringers, treads, landings etc. of stair cases, including use of chequered plate wherever required, all complete | KG | 89
Steel and Iron Work | 13.29.2 | Steel work welded in built up sections/ framed work, including cutting, hoisting, fixing in position and applying a priming coat of approved steel primer using structural steel etc. as required | In gratings, frames, guard bar, ladder, railings, brackets, gates and similar works | KG | 93
Steel and Iron Work | 13.30.1 | Steel work in built up tubular (round, square or rectangular hollow tubes etc.) trusses etc., including cutting, hoisting, fixing in position and applying a priming coat of approved steel primer, including welding and bolted with special shaped washers etc. complete | Hot finished welded type tubes | KG | 118
Steel and Iron Work | 13.30.2 | Steel work in built up tubular (round, square or rectangular hollow tubes etc.) trusses etc., including cutting, hoisting, fixing in position and applying a priming coat of approved steel primer, including welding and bolted with special shaped washers etc. complete | Hot finished seamless type tubes | KG | 132
Steel and Iron Work | 13.30.3 | Steel work in built up tubular (round, square or rectangular hollow tubes etc.) trusses etc., including cutting, hoisting, fixing in position and applying a priming coat of approved steel primer, including welding and bolted with special shaped washers etc. complete | Electric resistance or induction butt welded tubes | KG | 105
Steel and Iron Work | 13.31 | Providing and fixing mild steel round holding down bolts with nuts and washer plates complete |  | KG | 74
Steel and Iron Work | 13.32 | Providing and fixing bolts including nuts and washers complete |  | KG | 90
Steel and Iron Work | 13.33 | Providing and fixing M.S. rivets of sizes in position |  | KG | 127
Steel and Iron Work | 13.34 | Supply and Fixing of Tensile Sheet Shed 650GSM sheet with M.S Iron pipe Frame Pole 125mm Heavy Truss M.S Pipe 60mm Heavy, Membrane M.S Pipe 50mm Heavy, Complete With cost of Painting and Labour for Fixing Paint Complete in all respects ROLLING/COLLAPSIBLE/SLIDING DOOR SHUTTERS |  | Sqm | 5194
Steel and Iron Work | 13.35 | Providing and fixing in position collapsible steel shutters with vertical channels 20x10x2 mm and braced with flat iron diagonals 20x5 mm size, with top and bottom rail of T-iron 40x40x6 mm, with 40 mm dia steel pulleys, complete with bolts, nuts, locking arrangement, stoppers, handles, including applying a priming coat of approved steel primer |  | Sqm | 5235
Steel and Iron Work | 13.36 | Providing and fixing 1 mm thick M.S. sheet sliding-shutters, with frame and diagonal braces of 40x40x6 mm angle iron, 3 mm M.S. gusset plates at the junctions and comers, 25 mm dia pulley, 40x40x6 mm angle and T- iron guide at the top and bottom respectively, including applying a priming coat of approved steel primer |  | Sqm | 3651
Steel and Iron Work | 13.37.1 | Supplying and fixing rolling shutters of approved make, made of required size M.S. laths, interlocked together through their entire length and jointed together at the end by end locks, mounted on specially designed pipe shaft with brackets, side guides and arrangements for inside and outside locking with push and pull operation complete, including the cost of providing and fixing necessary 27.5 cm long wire springs manufactured from high tensile steel wire of adequate strength conforming to IS: 4454 - part 1 and M.S. top cover of required thickness for rolling shutters | 80x1.25 mm M.S. laths with 1.25 mm thick top cover | Sqm | 2232
Steel and Iron Work | 13.37.2 | Supplying and fixing rolling shutters of approved make, made of required size M.S. laths, interlocked together through their entire length and jointed together at the end by end locks, mounted on specially designed pipe shaft with brackets, side guides and arrangements for inside and outside locking with push and pull operation complete, including the cost of providing and fixing necessary 27.5 cm long wire springs manufactured from high tensile steel wire of adequate strength conforming to IS: 4454 - part 1 and M.S. top cover of required thickness for rolling shutters | 80x1.20 mm M.S. laths with 1.20 mm thick top cover | Sqm | 2527
Steel and Iron Work | 13.37.3 | Supplying and fixing rolling shutters of approved make, made of required size M.S. laths, interlocked together through their entire length and jointed together at the end by end locks, mounted on specially designed pipe shaft with brackets, side guides and arrangements for inside and outside locking with push and pull operation complete, including the cost of providing and fixing necessary 27.5 cm long wire springs manufactured from high tensile steel wire of adequate strength conforming to IS: 4454 - part 1 and M.S. top cover of required thickness for rolling shutters | 80x0.90 mm M.S. laths with 0.90 mm thick top cover | Sqm | 2273
Steel and Iron Work | 13.38 | Providing and fixing ball bearing for rolling shutters |  | Each | 361
Steel and Iron Work | 13.39.1 | Extra for providing mechanical device chain and crank operation for operating rolling shutters | Exceeding 10.00 sqm and up to 16.80 sqm in the area | Sqm | 1050
Steel and Iron Work | 13.39.2 | Extra for providing mechanical device chain and crank operation for operating rolling shutters | Exceeding 16.80 sqm in area | Sqm | 1050
Steel and Iron Work | 13.40 | Extra for providing grilled rolling shutters manufactured out of 8 mm dia M.S. bar instead of laths as per design approved by Engineer-in- charge, (area of grill to be measured). STAINLESS STEEL RAILING |  | Sqm | 649
Steel and Iron Work | 13.41 | Providing and fixing stainless steel ( Grade 304) railing made of Hollow tubes, channels, plates etc., including welding, grinding, buffing, polishing and making curvature (wherever required) and fitting the same with necessary stainless steel nuts and bolts complete, i/c fixing the railing with necessary accessories & stainless steel dash fasteners, stainless steel bolts etc., of required size, on the top of the floor or the side of waist slab with suitable arrangement as per approval of Engineer-in-charge, (for payment purpose only weight of stainless steel members shall be considered excluding fixing accessories such as nuts, bolts, fasteners etc.) |  | KG | 443
Steel and Iron Work | 13.42.1 | Providing and fixing hand rail of approved size by welding etc. to steel ladder railing, balcony railing, staircase railing and similar works, including applying priming coat of approved steel primer | M.S. tube | KG | 120
Steel and Iron Work | 13.42.2 | Providing and fixing hand rail of approved size by welding etc. to steel ladder railing, balcony railing, staircase railing and similar works, including applying priming coat of approved steel primer | E.R.W. tubes | KG | 110
Steel and Iron Work | 13.42.3 | Providing and fixing hand rail of approved size by welding etc. to steel ladder railing, balcony railing, staircase railing and similar works, including applying priming coat of approved steel primer | G.I. pipes OTHER USEFUL STEEL WORK ITEMS | KG | 118
Steel and Iron Work | 13.43 | Providing and fixing M.S. fan clamp type I or II of 16 mm dia M.S. bar, bent to shape with hooked ends in R.C.C. slabs or beams during laying, including painting the exposed portion of loop, all as per standard design complete |  | Each | 145
Steel and Iron Work | 13.44 | Providing and fixing circular/ Hexagonal cast iron or M.S. sheet box for ceiling fan clamp, of internal dia 140 mm, 73 mm height, top lid of 1.5 mm thick M.S. sheet with its top surface hacked for proper bonding, top lid shall be screwed into the cast iron/ M.S. sheet box by means of 3.3 mm dia round headed screws, one lock at the corners. Clamp shall be made of 12 mm dia M.S. bar bent to shape as per standard drawing |  | Each | 148
Steel and Iron Work | 13.45 | Welding by gas or electric plant including transportation of plant at site etc. complete. A. LINING |  | Cm | 3
Lining and Outlets | 14.1 | Dressing bed and preparation of sub grade for lining by mechanical/ mannual means |  | Sqm | 5
Lining and Outlets | 14.2 | Dressing side slopes and preparation of sub grade for lining by mechanical/ mannual means |  | Sqm | 8
Lining and Outlets | 14.3.1 | Dressing bed and preparation of sub grade for lining in earth work, with admixture of shingle or kankar by mechanical/ mannual means | Up to 40 percent | Sqm | 8
Lining and Outlets | 14.4.1 | Dressing side slopes and preparation of sub grade for lining in earth work, with admixture of kankar by mechanical/ mannual means | Up to 40 percent | Sqm | 9
Lining and Outlets | 14.5 | Dressing bed and preparation of sub grade for lining in mixed gravel and conglomerate reaches by mechanical/ mannual means |  | Sqm | 14
Lining and Outlets | 14.6 | Dressing side slopes and preparation of sub grade for lining in mixed gravel and conglomerate reaches by mechanical/ mannual means |  | Sqm | 16
Lining and Outlets | 14.7.1 | Double layer tile lining for irrigation channels consisting of: (i) 10 mm thick cement mortar 1:5 in sub grade. (ii) First layer of 5.08 cm thick tiles 30.48 cm X 15.24 cm laid in 1:5 cement mortar as mentioned above. (iii) Sand-wiched plaster 1:3 cement mortar 15 mm thick (iv) Second layer of tiles, laid in 1:3 cement mortar, with 6 mm thick layer of mortar, over sand-wiched plaster- The above gives total thickness of lining as 13.36 cm | In bed | Sqm | 495
Lining and Outlets | 14.7.2.1 | Double layer tile lining for irrigation channels consisting of: (i) 10 mm thick cement mortar 1:5 in sub grade. (ii) First layer of 5.08 cm thick tiles 30.48 cm X 15.24 cm laid in 1:5 cement mortar as mentioned above. (iii) Sand-wiched plaster 1:3 cement mortar 15 mm thick (iv) Second layer of tiles, laid in 1:3 cement mortar, with 6 mm thick layer of mortar, over sand-wiched plaster- The above gives total thickness of lining as 13.36 cm | Up to 3.50 meters height above bed level | Sqm | 533
Lining and Outlets | 14.9.1 | Cement concrete lining 15cm thick or less for irrigation channels, using cement concrete 1:3:6 (M-10) | Concrete lining in bed | Cum | 3413
Lining and Outlets | 14.9.4 | Cement concrete lining 15cm thick or less for irrigation channels, using cement concrete 1:3:6 (M-10) | Concrete lining on side slopes for vertical height above 5.50 m. but up to 7.50 m | Cum | 3756
Lining and Outlets | 14.10.1.1 | Lining with design mix concrete of grade M-15 with minimum cement content 240kg/cum, 75mm thick in curve portion and side slope manually including rendering with cement sand (1:3) slurry, form work, dressing and preparation of sub grade as per directions of Engineer-in-charge | In bed 14.10.1.1. Manually 14.10.1.1. Using Paver | Sqm | 306
Lining and Outlets | 14.10.1.2 | Lining with design mix concrete of grade M-15 with minimum cement content 240kg/cum, 75mm thick in curve portion and side slope manually including rendering with cement sand (1:3) slurry, form work, dressing and preparation of sub grade as per directions of Engineer-in-charge | In slope 14.10.1.2. Manually 14.10.1.2. Using Paver | Sqm | 310
Lining and Outlets | 14.10.2.1 | Lining with design mix concrete of grade M-15 with minimum cement content 240kg/cum, 75mm thick in curve portion and side slope manually including rendering with cement sand (1:3) slurry, form work, dressing and preparation of sub grade as per directions of Engineer-in-charge | In bed 14.10.2.1. Manually 14.10.2.1. Using Paver | Sqm | 396
Lining and Outlets | 14.10.2.2 | Lining with design mix concrete of grade M-15 with minimum cement content 240kg/cum, 75mm thick in curve portion and side slope manually including rendering with cement sand (1:3) slurry, form work, dressing and preparation of sub grade as per directions of Engineer-in-charge | In slope 14.10.2.2. Manually 14.10.2.2. Using Paver | Sqm | 399
Lining and Outlets | 14.11 | Excavating conglomerate for drains and bed sleepers, under the lining by mechanical/ mannual means |  | Cum | 320
Lining and Outlets | 14.12 | Making dry brick drains behind lining 7.50 cm. brick all-round by mechanical/ mannual means |  | Metre | 13
Lining and Outlets | 14.13 | Putting 1:3 Cement sand slurry, 6mm thick on prepared bed and side slopes before laying concrete on bed and side slopes |  | Sqm | 33
Lining and Outlets | 14.14.2 | Curing Lining for 28 days | On Side slopes | Sqm | 14
Lining and Outlets | 14.16.1 | Extra allowance for form work in concrete lining | In Bed | Cum | 144
Lining and Outlets | 14.16.2 | Extra allowance for form work in concrete lining | On side slopes | Cum | 153
Lining and Outlets | 14.17 | Extra allowance for scaffolding, in tile and concrete lining for side slopes. Note: The rates for Item No. 14.17 are payable on area of side slopes only |  | Sqm | 8
Lining and Outlets | 14.19 | Bending and fixing iron rungs in lined slopes |  | Each | 560
Lining and Outlets | 14.20 | Making temporary perforated French drain on top of coping of lining for curing consisting of two tiles, laid on edge in 1:7 mortar, on each side of the drain |  | Metre | 60
Lining and Outlets | 14.21 | Dismantling perforated trench drain on top of lining by mechanical/ mannual means Note: The rates for item Nos. 14.20 and 14.21 are include in the rates of Item No.14.14, for curing; and are not payable in addition These rates are payable only when curing is dona departmentally, and the work of French drain is got done through contractor |  | Metre | 5
Lining and Outlets | 14.23.1 | Cement pointing 1: 2 on lining | In bed | Sqm | 34
Lining and Outlets | 14.23.2 | Cement pointing 1: 2 on lining | On side slopes. Note: The work of Item No. 14.23 is to be done and paid for only when specially permitted, by the Superintending Engineer | Sqm | 37
Lining and Outlets | 14.24.1 | Earth work for 'Lip-cutting' for lining of irrigation channels, inclusive of all allowances, lead and dressing by mechanical/ mannual means | 0 to 1.5m depth | Cum | 81
Lining and Outlets | 14.24.2 | Earth work for 'Lip-cutting' for lining of irrigation channels, inclusive of all allowances, lead and dressing by mechanical/ mannual means | Depth exceeding 1.5 metres but up to 3.0 meters | Cum | 83
Lining and Outlets | 14.24.3 | Earth work for 'Lip-cutting' for lining of irrigation channels, inclusive of all allowances, lead and dressing by mechanical/ mannual means | Depth exceeding 3.00 metres but up to 4.50m | Cum | 92
Lining and Outlets | 14.24.4 | Earth work for 'Lip-cutting' for lining of irrigation channels, inclusive of all allowances, lead and dressing by mechanical/ mannual means | Depth exceeding 4.50 metres but up to 6.00m | Cum | 105
Lining and Outlets | 14.24.5 | Earth work for 'Lip-cutting' for lining of irrigation channels, inclusive of all allowances, lead and dressing by mechanical/ mannual means | Depth exceeding 6.00 m but up to 7.50m Note: (i} The depth in Item No.14.24 is to be measured vertically. (ii) The rates for lip-cutting are payable for the entire depth, including the bottom curve | Cum | 118
Lining and Outlets | 14.25.1 | Double layer tile lining for water storage tanks, as per specifications of item No. 14.7 but including cost of dressing sub-grade providing scaffolding and curing etc. complete in all respects | In bed | Sqm | 511
Lining and Outlets | 14.25.2 | Double layer tile lining for water storage tanks, as per specifications of item No. 14.7 but including cost of dressing sub-grade providing scaffolding and curing etc. complete in all respects | On Side slopes | Sqm | 568
Lining and Outlets | 14.26.1 | Lining of water storage tanks with 5 cm. thick cement concrete 1:3:6 using stone aggregate 20 mm nominal size laid over 7.50 cm thick layer of cement concrete 1:6: 12 using brick ballast 40 mm nominal size including dressing of sub-grade, curing form work and scaffolding, etc. complete in all respects | Concrete lining in bed | Sqm | 322
Lining and Outlets | 14.26.2 | Lining of water storage tanks with 5 cm. thick cement concrete 1:3:6 using stone aggregate 20 mm nominal size laid over 7.50 cm thick layer of cement concrete 1:6: 12 using brick ballast 40 mm nominal size including dressing of sub-grade, curing form work and scaffolding, etc. complete in all respects | Concrete lining On Side Slopes | Sqm | 343
Lining and Outlets | 14.27.1 | Double layer tile lining for water storage tanks, consisting of- (i)10mm thick cement plaster 1:5 in sub-grade (ii) First layer of 3.81 cm thick tiles of 22.86 cm x 11.43 cm laid in 1:5 cement mortar as mentioned above (iii) Sand-wiched plaster 1:3 cement 15 mm thick. (iv) Second layer of tiles laid in 1:3 cement mortar, with 6mm mortar over sand-wiched plaster including cost of dressing sub grade scaffolding and curing etc. complete in all respects | In bed | Sqm | 768
Lining and Outlets | 14.27.2 | Double layer tile lining for water storage tanks, consisting of- (i)10mm thick cement plaster 1:5 in sub-grade (ii) First layer of 3.81 cm thick tiles of 22.86 cm x 11.43 cm laid in 1:5 cement mortar as mentioned above (iii) Sand-wiched plaster 1:3 cement 15 mm thick. (iv) Second layer of tiles laid in 1:3 cement mortar, with 6mm mortar over sand-wiched plaster including cost of dressing sub grade scaffolding and curing etc. complete in all respects | On side slopes | Sqm | 805
Lining and Outlets | 14.28.1 | Lining of water storage tanks with 5 cm. thick cement concrete 1:3:6 using stone aggregates 20 mm nominal size laid over 7.5 cm.thick layer of cement lime sand concrete 1:2:9:24, (0.041 cum cement 0.082 cum ground hydrated lime 0.37 cum sand 1.00 cum stone blast 20 mm nominal size) including dressing of sub-grade, curing of work and scaffolding, etc. complete in all respects | Concrete lining in bed | Sqm | 343
Lining and Outlets | 14.28.2 | Lining of water storage tanks with 5 cm. thick cement concrete 1:3:6 using stone aggregates 20 mm nominal size laid over 7.5 cm.thick layer of cement lime sand concrete 1:2:9:24, (0.041 cum cement 0.082 cum ground hydrated lime 0.37 cum sand 1.00 cum stone blast 20 mm nominal size) including dressing of sub-grade, curing of work and scaffolding, etc. complete in all respects | Concrete lining on side slopes | Sqm | 349
Lining and Outlets | 14.31.1 | Single layer brick lining for irrigation channels for discharge up to 150 cusecs consisting of: (i) 1 0 mm thick cement plaster 1:6 on sub grade. (ii)10 mm thick cement plaster 1:3 over first plaster (iii)First layer of 68.3 mm thick brick layer (22.86x11.11 mm) laid in 1: 3 mortar over 6 mm thick cement 1:3 the above cost (total thickness of lining as 9.43 cm) | In Bed | Sqm | 415
Lining and Outlets | 14.31.2 | Single layer brick lining for irrigation channels for discharge up to 150 cusecs consisting of: (i) 1 0 mm thick cement plaster 1:6 on sub grade. (ii)10 mm thick cement plaster 1:3 over first plaster (iii)First layer of 68.3 mm thick brick layer (22.86x11.11 mm) laid in 1: 3 mortar over 6 mm thick cement 1:3 the above cost (total thickness of lining as 9.43 cm) | On Side Slopes | Sqm | 434
Lining and Outlets | 14.32.1 | Single layer brick lining for irrigation channels for discharge above 150 cusecs but up to 1000 cusecs, consisting of: (i) 1 0 mm thick cement plaster 1:6 on sub grade. (ii)12 mm thick cement plaster 1:3 over first plaster. (iii) First layer of 68.3 mm thick brick layer (228.6x111.1 mm) laid in1:3 mortar over 6mm thick 1:3 cement mortar. (total thickness of lining as 9.63 cm) | In Bed | Sqm | 426
Lining and Outlets | 14.32.2 | Single layer brick lining for irrigation channels for discharge above 150 cusecs but up to 1000 cusecs, consisting of: (i) 1 0 mm thick cement plaster 1:6 on sub grade. (ii)12 mm thick cement plaster 1:3 over first plaster. (iii) First layer of 68.3 mm thick brick layer (228.6x111.1 mm) laid in1:3 mortar over 6mm thick 1:3 cement mortar. (total thickness of lining as 9.63 cm) | On Side Slopes | Sqm | 446
Lining and Outlets | 14.33.1 | Single layer brick lining for irrigation channels for discharge above 1000 cusecs, consisting of: (i) 1 0 mm thick cement plaster 1:6 on sub grade. (ii)16 mm thick cement plaster 1:3 over first plaster. (iii)First layer of 68.3 mm thick brick layer (228.6x111.1 mm) laid in 1:3 mortar over 6mm thick 1:3 cement mortar. (total thickness of lining as 10.03 cm) | In Bed | Sqm | 454
Lining and Outlets | 14.33.2 | Single layer brick lining for irrigation channels for discharge above 1000 cusecs, consisting of: (i) 1 0 mm thick cement plaster 1:6 on sub grade. (ii)16 mm thick cement plaster 1:3 over first plaster. (iii)First layer of 68.3 mm thick brick layer (228.6x111.1 mm) laid in 1:3 mortar over 6mm thick 1:3 cement mortar. (total thickness of lining as 10.03 cm) | On Side Slopes | Sqm | 473
Lining and Outlets | 14.34.1 | Single layer brick lining for irrigation channels for any discharge consisting of (i)L.aying polythene film 200 micron over sub grade (ii)First layer of 6.83 cm thick bricks 22.B6x11.11 cm laid in 1:4 mortar over 6 mm thick cement mortar 1:4 | In Bed | Sqm | 417
Lining and Outlets | 14.34.2 | Single layer brick lining for irrigation channels for any discharge consisting of (i)L.aying polythene film 200 micron over sub grade (ii)First layer of 6.83 cm thick bricks 22.B6x11.11 cm laid in 1:4 mortar over 6 mm thick cement mortar 1:4 | In side slopes | Sqm | 436
Lining and Outlets | 14.35 | Providing and fixing in position LDPE film of 1000 micron (1.0 mm) IS mark of grade 231 for bed and sides of canal including cost of all materials, labour, laying, joining as per specifications etc. complete with all leads and lifts |  | Sqm | 303
Lining and Outlets | 14.36 | Providing and fixing in position LDPE film of 500 micron (0.50 mm) IS mark of grade 231 for bed and sides of canal including cost of all materials, labour, laying, joining as per specifications etc. complete with all leads and lifts |  | Sqm | 191
Lining and Outlets | 14.37 | Providing and laying of 150 mm dia. PVC corrugated perforated pipes in longitudinal & transverse drains including joints etc. complete as per specifications |  | Metre | 326
Lining and Outlets | 14.38 | Providing and forming 610x610x975 mm deep filter drain pocket around pressure relief pipe consisting of 75 mm thick each layer with 20 - 40 mm graded gravel layer & 5-20 mm graded gravel and sand layer including cost of all materials, labour etc. complete with lead up to 50 m and all lifts |  | Each | 450
Lining and Outlets | 14.39 | Extra for using locally manufactured manual paver for laying in situ vibrated concrete M-15 or any other grade for side lining of canal including finishing the junction of bed and sides to required curvature |  | Sqm | 85
Lining and Outlets | 14.40 | Providing and fixing 50 mm dia perforated GI pressure relief pipes 125 mm long with one end closed with perforated GI plate and other end provided with aluminium lid hinged to pipe including cost of all materials, labour, drilling 8 mm dia holes etc., complete with all leads and lifts |  | Each | 148
Lining and Outlets | 14.41 | Providing and fixing 50 mm dia perforated GI pressure relief pipes 225 mm long with one end closed with perforated GI plate and other end provided with aluminium lid hinged to pipe including cost of all materials, labour, drilling 8 mm dia holes etc., complete with all leads and lifts |  | Each | 193
Lining and Outlets | 14.42 | Providing and fixing 50 mm dia perforated GI pressure relief pipes 300 mm long with one end closed with perforated GI plate and other end provided with aluminium lid hinged to pipe including cost of all materials, labour, drilling 8 mm dia holes etc., complete with all leads and lifts |  | Each | 228
Lining and Outlets | 14.43 | Providing and fixing 50 mm dia perforated GI pressure relief pipes 450 mm long with one end closed with perforated GI plate and other end provided with aluminium lid hinged to pipe including cost of all materials, labour, drilling 8 mm dia holes etc., complete with all leads and lifts |  | Each | 305
Lining and Outlets | 14.44 | Providing and fixing 50 mm dia perforated GI pressure relief pipes 750 mm long with one end closed with perforated GI plate and other end provided with aluminium lid hinged to pipe including cost of all materials, labour, drilling 8 mm dia holes etc., complete with all leads and lifts |  | Each | 439
Lining and Outlets | 14.45 | Providing and forming 350 x 350 x 400 mm deep filter drain consisting of 75 mm thick 10 mm down coarse aggregate around pressure relief pipe and 75 mm thick sand around coarse aggregate filter including cost of all materials, labour, excavation of pit etc., complete with lead up to 50 m and all lifts |  | Each | 62
Lining and Outlets | 14.46 | Providing and fixing 20 mm thick 100 mm depth tar felt expansion joint filler boards for cement concrete lining of canal including cost of all materials, labour etc., complete with all leads and lifts |  | Metre | 70
Lining and Outlets | 14.47 | Providing and fixing 20 mm thick 150 mm depth tar felt expansion joint filler boards for cement concrete lining of canal including cost of all materials, labour etc., complete with all leads and lifts |  | Metre | 100
Lining and Outlets | 14.49 | Providing computerised detailed cross section drawings in two copies at 100 m interval with actual profile of river (levels at every 30m. distance along cross section) on A-3 size paper with scale 1c m = 15m or 1c m = 30m which is suitable as per site condition. a) up to 1 00 cs b) 100 Cs. to 500 cs c) 500 Cs to 1000 cs d) over 1000 cs |  | KM | 6662
Lining and Outlets | 14.50 | Topographic and cadastral survey for command area including per canal of irrigation projects by using Total station GPS, etc. (Minimum 20 number of points reading per hectare, to generate 30rnx30m grid and 0.5 m interval contours including transfer of entire data to computer system in different gee-referenced layers / themes using features of standard software, compatible with design software packages, including supply of soft and hard copies of point readings, including digitizing village maps and super imposing the contours on village map (scale 1 in 4000) including marking all permanent features like roads, cart tracks, existing canals, temples, tanks, forest boundary and electric poles, etc., including marking of ridges and valleys on survey sheet including supply of 4 soft copies and 4 hard copies after approval of competent authority, preparation & submission of 1 Om x1 Om grid for all structures of canal etc.complete.) |  | Hectare | 1735
Lining and Outlets | 14.51.1 | Hire charges for Hydraulic excavator/Loader like JCB/Pock lain, Hitachi etc with all accessories having bucket capacity | Hire Charges forJ CB with bucket capacity of 0.4 cum | Day | 7271
Lining and Outlets | 14.51.2 | Hire charges for Hydraulic excavator/Loader like JCB/Pock lain, Hitachi etc with all accessories having bucket capacity | Hire Charges for excavator 0.40 to 0.75 cum bucket capacity | Day | 8310
Lining and Outlets | 14.51.3 | Hire charges for Hydraulic excavator/Loader like JCB/Pock lain, Hitachi etc with all accessories having bucket capacity | Hire Charges for excavator with over 0. 75 cum bucket capacity | Day | 10388
Lining and Outlets | 14.52 | Extra for Providing and placing in position M-15 grade Design Mix concrete having air entraining agent by paver machine in bed, side slopes and curvature including cost of all material trimming, batching, mixing, transporting, placing, vibrating, inserting PVC strips at joints, smooth finishing, curing with 50 m lead& lifts of all materials etc. complete. Using graded aggregate of maximum size. Note: Rate is for air entraining agent only, providing M-15 Design Mix, its mixing, laying and finishing etc. are not included |  | Cum | 47
Lining and Outlets | 14.53 | Concrete surface with epoxy mortar of average 25mm thickness having compressive strength equivalent to M35 including preparation of surface by sand blasting and cleaning, applying epoxy mortar with specified pressure, finishing the surface etc. including cost of all material, machinery,T & P and labour with all lead and all lifts and cost of other incidental charges and testing as per relevant specifications etc. complete. - For average 25mm thick layer. B.OUTLETS Notes: 1. The item 'discharge' wherever used in this chapter means, designed full supply discharge of the parent channel, opposite outlet 2.The rate of constructing, watching and removing bunds in running water, include the cost of bags |  | Sqm | 1393
Lining and Outlets | 14.55.1.1 | Dismantling outlets including removal of dismantled material involving lead up to 100 metres by mechanicaVmannual means — Pipe or barrel type outlets | Channel discharge up to 1.5 cum/s | Each | 266
Lining and Outlets | 14.55.1.2 | Dismantling outlets including removal of dismantled material involving lead up to 100 metres by mechanicaVmannual means — Pipe or barrel type outlets | Channel discharge above 1.5 cum/s but up to 3 cum/s | Each | 378
Lining and Outlets | 14.55.1.3 | Dismantling outlets including removal of dismantled material involving lead up to 100 metres by mechanicaVmannual means — Pipe or barrel type outlets | Channel discharge above 3 cum/s but up to 6 cum/s | Each | 414
Lining and Outlets | 14.55.1.4 | Dismantling outlets including removal of dismantled material involving lead up to 100 metres by mechanicaVmannual means — Pipe or barrel type outlets | Channel discharge above 6 cum/s but up to 10 cum/s | Each | 449
Deep Foundations | 15.1.1.1 | Earth work in excavation of foundation of structures as per drawing and technical specification, including setting out, construction of shoring and bracing, removal of stumps and other deleterious matter, dressing of sides and bottom and backfilling with approved material as per clause 304 of MORT&H specifications Ordinary soil, | Depth up to 3 m Note:- 1. Cost of dewatering may be added where required up to, 10 per cent of labour cost Assessment for dewatering shall be made as per site conditions. 2.The excavated earth can be used partially for backfilling of foundation pit and partly for road work except for marshy soil. Hence cost of disposal has not been added except for marshy soil. This remark is common to all cases of item 15.1 excluding marshy soil. 3.The cost of shoring and shuttering, where needed, may be added @ 1 per cent on cost of excavation for open foundation | Cum | 172
Deep Foundations | 15.1.1.2 | Earth work in excavation of foundation of structures as per drawing and technical specification, including setting out, construction of shoring and bracing, removal of stumps and other deleterious matter, dressing of sides and bottom and backfilling with approved material as per clause 304 of MORT&H specifications Ordinary soil, | Depth 3 m to 6 m Note:- Cost of dewatering may be added where required up to 15 per cent of labour cost. Assessment for dewatering shall be done as per actual ground conditions | Cum | 221
Deep Foundations | 15.1.1.3 | Earth work in excavation of foundation of structures as per drawing and technical specification, including setting out, construction of shoring and bracing, removal of stumps and other deleterious matter, dressing of sides and bottom and backfilling with approved material as per clause 304 of MORT&H specifications Ordinary soil, | Depth above 6 m Note: Cost of dewatering may be added where required up to 20 per cent of labour cost. Assessment for dewatering shall be made as per site conditions | Cum | 295
Deep Foundations | 15.1.2.1 | Earth work in excavation of foundation of structures as per drawing and technical specification, including setting out, construction of shoring and bracing, removal of stumps and other deleterious matter, dressing of sides and bottom and backfilling with approved material as per clause 304 of MORT&H specifications Ordinary soil, | Depth up to 3 m Note:- Cost of dewatering up to 5 per cent of labour & machinery cost may be added, where required. Assessment for dewatering shall be made as per site conditions | Cum | 88
Deep Foundations | 15.1.2.2 | Earth work in excavation of foundation of structures as per drawing and technical specification, including setting out, construction of shoring and bracing, removal of stumps and other deleterious matter, dressing of sides and bottom and backfilling with approved material as per clause 304 of MORT&H specifications Ordinary soil, | Depth 3 m to 6 m Note:- Cost of dewatering up to 7.5 per cent of labour & machinery cost may be added, where required. Assessment for dewatering shall be made as per site conditions | Cum | 100
Deep Foundations | 15.1.2.3 | Earth work in excavation of foundation of structures as per drawing and technical specification, including setting out, construction of shoring and bracing, removal of stumps and other deleterious matter, dressing of sides and bottom and backfilling with approved material as per clause 304 of MORT&H specifications Ordinary soil, | Depth above 6m Note:-1. Cost of dewatering up to 10 per cent of labour & machinery cost may be added, where required. Assessment for dewatering shall be made as per site conditions.. 2.Labour provided for excavation by mechanical means includes that required for trimming of bottom and side slopes | Cum | 123
Deep Foundations | 15.2.1.1 | Ordinary Rock (not requiring blasting) | Depth up to 3 m Note:- Cost of dawataring up to 10 par cant of labour cost may ba added, where required. Assessment for dawataring shall be made as per sits conditions | Cum | 246
Deep Foundations | 15.2.2.1 | Ordinary Rock (not requiring blasting) | Depth up to 3 m Note:-1.Cost of dewatering up to 10 per cent of labour & machinery cost, may be added, where required Assessment for dewatering shall be made as per site conditions. 2.ln case of rock, foundation beyond 3 m is not dug and hence not included | Cum | 112
Deep Foundations | 15.3.1 | Hard Rock ( requiring blasting ) | Manual Means Note:- Cost of dewatering@ 10 per cent of labour & machinery cost may be added, where required Assessment for dewatering shall be made as per site conditions | Cum | 529
Deep Foundations | 15.4.1 | Hard Rock ( blasting prohibited ) | Mechanical Means Note:- 1. Cost of dewatering upto10 per cent of labour & machinery cost, may be added, where required Assessment for dewatering shall be made as per site conditions. 2.ln case of rock, foundation beyond3 m is not dug and hence not included | Cum | 573
Deep Foundations | 15.5 | PCC 1:3:6 in Foundation Plain cement concrete 1:3:6 nominal mix in foundation with crushed stone aggregate 40 mm nominal size mechanically mixed, placed in foundation and compacted by vibration including curing for 14 days as per clause 2100 of MORT&H specifications |  | Cum | 3879
Deep Foundations | 15.6.1 | Brick Masonry Work in Cement Mortar 1:3 in Foundation complete excluding Pointing and Plastering, as per Drawing and Technical Specifications MORT&H clause 1300 | Cement Mortar 1:3 (1 cement: 3 sand) | Cum | 4602
Deep Foundations | 15.6.2 | Brick Masonry Work in Cement Mortar 1:3 in Foundation complete excluding Pointing and Plastering, as per Drawing and Technical Specifications MORT&H clause 1300 | Cement Mortar1:2 (1c ement:2 sand) | Cum | 5540
Deep Foundations | 15.6.3 | Brick Masonry Work in Cement Mortar 1:3 in Foundation complete excluding Pointing and Plastering, as per Drawing and Technical Specifications MORT&H clause 1300 | Cement Mortar1:4 (1ce ment:4 sand) | Cum | 3976
Deep Foundations | 15.6.4 | Brick Masonry Work in Cement Mortar 1:3 in Foundation complete excluding Pointing and Plastering, as per Drawing and Technical Specifications MORT&H clause 1300 | Cement Mortar1:6 (1ce ment:6 sand) | Cum | 3420
Deep Foundations | 15.7.1 | Stone Masonry Work in Cement Mortar 1:3 in Foundation complete as per Drawing and Technical Specifications MORT&H clause 1400 | Square Rubble Coursed Rubble Masonry (first sort) | Cum | 5211
Deep Foundations | 15.7.2 | Stone Masonry Work in Cement Mortar 1:3 in Foundation complete as per Drawing and Technical Specifications MORT&H clause 1400 | Random Rubble Masonry (coursed/uncoursed) Note:- The labour already considered in cement mortar has been taken into account while proposing labour for masonry works | Cum | 5075
Deep Foundations | 15.8.1 | Plain/Reinforced Cement Concrete in Open Foundation complete as per Drawing and Technical 1500, 1700 and 2000 of MORT&H Specifications | PCC Grade M15 Note:- Needle Vibrator is an item of minor T & P which is already included in overhead charges. Hence not added in rate analysis of cement concrete works | Cum | 4239
Deep Foundations | 15.8.2 | Plain/Reinforced Cement Concrete in Open Foundation complete as per Drawing and Technical 1500, 1700 and 2000 of MORT&H Specifications | PCC Grade M20 | Cum | 4815
Deep Foundations | 15.8.8.2 | Plain/Reinforced Cement Concrete in Open Foundation complete as per Drawing and Technical 1500, 1700 and 2000 of MORT&H Specifications | Using Batching Plant, Transit Mixer and Concrete Pump WELL FOUNDATION | Cum | 4526
Deep Foundations | 15.9.1 | Providing and Constructing Temporary Island 16 m diameter for Construction of Well Foundation for 8m dia. Well MORT&H clause 1200 | Assuming depth of water 1.0 m and height of island to be 1.25 m. Note:- It is assumed that earth will be available within the working space of crane with grab bucket | Each | 123182
Deep Foundations | 15.9.2 | Providing and Constructing Temporary Island 16 m diameter for Construction of Well Foundation for 8m dia. Well MORT&H clause 1200 | Assuming depth of water 4.0 m and height of island 4.5 m. Note:- For other well diameters rate can be worked out on the basis of cross-sectional area of well. The diameter of the island shall be in the conformity with clause 1203.2 of MoRTH specifications | Each | 749656
Deep Foundations | 15.9.3 | Providing and Constructing Temporary Island 16 m diameter for Construction of Well Foundation for 8m dia. Well MORT&H clause 1200 | Providing and constructing one span service road to reach island location from one pier location to another pier location assuming span length 30 m, width of service road 1 Om and depth of water 1m | Metre | 2925
Deep Foundations | 15.10 | Providing and Laying Cutting Edge of Mild Steel weighing 40 kg per metre for Well Foundation complete as per Drawing and Technical specification MORT&H clause 1200 & 1900 |  | Tonne | 93177
Deep Foundations | 15.12.9.1 | Plain/Reinforced Cement Concrete, in Well Foundations complete as per Drawing and Technical Specification, in Well Steining | Using Batching Plant, Transit Mixer and Concrete Pump | Cum | 5049
Deep Foundations | 15.13.1.2 | Plain/Reinforced Cement Concrete, in Well Foundations complete as per Drawing and Technical Specification, in Bottom Plug Concrete to be placed using tremie pipe Note: 10% extra cement to be added where under water concreting is involved | Using Batching Plant, Transit Mixer and Crane/ concrete pump | Cum | 4373
Deep Foundations | 15.15.1 | Plain/Reinforced Cement Concrete, in Well Foundations complete as per Drawing and Technical Specification, in Top Plug | Grade M15 PCC Using Concrete Mixer | Cum | 4239
Deep Foundations | 15.15.2 | Plain/Reinforced Cement Concrete, in Well Foundations complete as per Drawing and Technical Specification, in Top Plug | Grade M20 PCC Using Concrete Mixer | Cum | 4630
Deep Foundations | 15.16.5 | Plain/Reinforced Cement Concrete, in Well Foundations complete as per Drawing and Technical Specification, in Well Cap | RCC M40 Grade Using Batching Plant, Transit Mixer and Concrete Pump | Cum | 4761
Deep Foundations | 15.17.1.1 | Sinking of 6 m external diameter well (other than pneumatic method of sinking) through all types of strata namely sanely soil, clayey soil and rock as shown against each case, complete as per drawing and technical specifications. Depth of sinking is reckoned from bed level MORT&H clause 1200 | Depth below bed level up to 3.0 M | Metre | 4451
Deep Foundations | 15.17.1.2 | Sinking of 6 m external diameter well (other than pneumatic method of sinking) through all types of strata namely sanely soil, clayey soil and rock as shown against each case, complete as per drawing and technical specifications. Depth of sinking is reckoned from bed level MORT&H clause 1200 | Beyond 3m up to 1 Om depth | Metre | 6308
Deep Foundations | 15.17.1.3 | Sinking of 6 m external diameter well (other than pneumatic method of sinking) through all types of strata namely sanely soil, clayey soil and rock as shown against each case, complete as per drawing and technical specifications. Depth of sinking is reckoned from bed level MORT&H clause 1200 | Beyond 1 Om up to 20m depth Add 5 per cent for every additional meter depth of sinking over the rate of sinking for the previous meter | Metre | 8331
Deep Foundations | 15.17.1.4 | Sinking of 6 m external diameter well (other than pneumatic method of sinking) through all types of strata namely sanely soil, clayey soil and rock as shown against each case, complete as per drawing and technical specifications. Depth of sinking is reckoned from bed level MORT&H clause 1200 | Beyond 20m up to 30 m (a) Add 7.5 per cent for every additional meter depth of sinking over the rate of sinking for the previous meter (b) Add 20 per cent of cost for Kentledge including supports, loading arrangement and Labour | Metre | 15626
Deep Foundations | 15.17.1.5 | Sinking of 6 m external diameter well (other than pneumatic method of sinking) through all types of strata namely sanely soil, clayey soil and rock as shown against each case, complete as per drawing and technical specifications. Depth of sinking is reckoned from bed level MORT&H clause 1200 | Beyond 30m up to 40 m (a) Add 1 O per cent for every additional meter depth of sinking over the rate of sinking for the previous meter (b) Add 20 per cent of cost for Kentledge including supports, loading arrangement and Labour | Metre | 37122
Deep Foundations | 15.17.2.1 | Sinking of 6 m external diameter well (other than pneumatic method of sinking) through all types of strata namely sanely soil, clayey soil and rock as shown against each case, complete as per drawing and technical specifications. Depth of sinking is reckoned from bed level MORT&H clause 1200 — Clayey Soil ( 6m dia. Well ) | Depth below bed level up to 3.0 M | Metre | 6308
Deep Foundations | 15.17.2.2 | Sinking of 6 m external diameter well (other than pneumatic method of sinking) through all types of strata namely sanely soil, clayey soil and rock as shown against each case, complete as per drawing and technical specifications. Depth of sinking is reckoned from bed level MORT&H clause 1200 — Clayey Soil ( 6m dia. Well ) | Beyond 3m up to 1 Om depth | Metre | 14487
Deep Foundations | 15.17.2.3 | Sinking of 6 m external diameter well (other than pneumatic method of sinking) through all types of strata namely sanely soil, clayey soil and rock as shown against each case, complete as per drawing and technical specifications. Depth of sinking is reckoned from bed level MORT&H clause 1200 — Clayey Soil ( 6m dia. Well ) | Beyond 10 m up to 20 m (a) Add 5 per cent for every additional meter depth of sinking over the rate of sinking for the previous meter (b) Add for dewatering@ 5 per cent of cost, if required | Metre | 19135
Deep Foundations | 15.17.2.4 | Sinking of 6 m external diameter well (other than pneumatic method of sinking) through all types of strata namely sanely soil, clayey soil and rock as shown against each case, complete as per drawing and technical specifications. Depth of sinking is reckoned from bed level MORT&H clause 1200 — Clayey Soil ( 6m dia. Well ) | Beyond 20m up to 30 m (a) Add 7.5 per cent for every additional meter depth of sinking over the rate of sinking for the previous meter (b) Add 5 per cent of cost for dewatering of the cost, if required (c) Add 25 per cent of cost for Kentledge including supports, loading arrangement and Labour ) | Metre | 35893
Deep Foundations | 15.17.2.5 | Sinking of 6 m external diameter well (other than pneumatic method of sinking) through all types of strata namely sanely soil, clayey soil and rock as shown against each case, complete as per drawing and technical specifications. Depth of sinking is reckoned from bed level MORT&H clause 1200 — Clayey Soil ( 6m dia. Well ) | Beyond 30m up to 40 m (a) Add 1 O per cent for every additional meter depth of sinking over the rate of sinking for the previous meter (b) Add 5 per cent of cost for dewatering, if required (c) Add 20 per cent of cost for Kentledge including supports, loading arrangement and Labour) | Metre | 85279
Deep Foundations | 15.17.3 | Sinking of 6 m external diameter well (other than pneumatic method of sinking) through all types of strata namely sanely soil, clayey soil and rock as shown against each case, complete as per drawing and technical specifications. Depth of sinking is reckoned from bed level MORT&H clause 1200 | Soft Rock (6m dia well) Depth in Soft rock strata up to 3m | Metre | 22147
Deep Foundations | 15.17.4 | Sinking of 6 m external diameter well (other than pneumatic method of sinking) through all types of strata namely sanely soil, clayey soil and rock as shown against each case, complete as per drawing and technical specifications. Depth of sinking is reckoned from bed level MORT&H clause 1200 | Hard Rock (6m dia well ) Depth in hard rock strata up to 3 m | Metre | 21685
Deep Foundations | 15.18.1.1 | Sinking of 7 m external diameter well ( other than pneumatic method of sinking ) through all types of strata namely sandy soil, clayey soil and rock as shown against each case, complete as per drawing and technical specifications. Depth of sinking is reckoned from bed level MORT&H clause 1200 | Depth below bed level up to 3.0 M | Metre | 6680
Deep Foundations | 15.18.1.2 | Sinking of 7 m external diameter well ( other than pneumatic method of sinking ) through all types of strata namely sandy soil, clayey soil and rock as shown against each case, complete as per drawing and technical specifications. Depth of sinking is reckoned from bed level MORT&H clause 1200 | Beyond 3m up to 1 Om depth | Metre | 8909
Deep Foundations | 15.18.1.3 | Sinking of 7 m external diameter well ( other than pneumatic method of sinking ) through all types of strata namely sandy soil, clayey soil and rock as shown against each case, complete as per drawing and technical specifications. Depth of sinking is reckoned from bed level MORT&H clause 1200 | Beyond 1O m up to 20m Add 5 per cent for every additional meter depth of sinking over the rate of sinking for the previous meter | Metre | 11768
Deep Foundations | 15.18.1.4 | Sinking of 7 m external diameter well ( other than pneumatic method of sinking ) through all types of strata namely sandy soil, clayey soil and rock as shown against each case, complete as per drawing and technical specifications. Depth of sinking is reckoned from bed level MORT&H clause 1200 | Beyond 20m up to 30 m (a) Add 7.5 per cent for every additional meter depth of sinking over the rate of sinking for the previous meter (b) Add 20 per cent of cost for Kentledge including supports, loading arrangement and Labour) | Metre | 22073
Deep Foundations | 15.18.1.5 | Sinking of 7 m external diameter well ( other than pneumatic method of sinking ) through all types of strata namely sandy soil, clayey soil and rock as shown against each case, complete as per drawing and technical specifications. Depth of sinking is reckoned from bed level MORT&H clause 1200 | Beyond 30m up to 40 m (a) Add 10 per cent for every additional meter depth of sinking over the rate of sinking for the previous meter (b) Add 20 per cent of cost for Kentledge including supports, loading arrangement. and Labour etc | Metre | 52444
Deep Foundations | 15.18.2.1 | Sinking of 7 m external diameter well ( other than pneumatic method of sinking ) through all types of strata namely sandy soil, clayey soil and rock as shown against each case, complete as per drawing and technical specifications. Depth of sinking is reckoned from bed level MORT&H clause 1200 — Clayey Soil ( 7m dia. Well ) | Depth below bed level up to 3.0 M | Metre | 8909
Deep Foundations | 15.18.2.2 | Sinking of 7 m external diameter well ( other than pneumatic method of sinking ) through all types of strata namely sandy soil, clayey soil and rock as shown against each case, complete as per drawing and technical specifications. Depth of sinking is reckoned from bed level MORT&H clause 1200 — Clayey Soil ( 7m dia. Well ) | Beyond 3m up to 1O m depth | Metre | 12781
Deep Foundations | 15.18.2.3 | Sinking of 7 m external diameter well ( other than pneumatic method of sinking ) through all types of strata namely sandy soil, clayey soil and rock as shown against each case, complete as per drawing and technical specifications. Depth of sinking is reckoned from bed level MORT&H clause 1200 — Clayey Soil ( 7m dia. Well ) | Beyond 10 m up to 20 m (a) Add 5 per cent for every additional meter depth of sinking over the rate of sinking for the previous meter | Metre | 16880
Deep Foundations | 15.18.2.4 | Sinking of 7 m external diameter well ( other than pneumatic method of sinking ) through all types of strata namely sandy soil, clayey soil and rock as shown against each case, complete as per drawing and technical specifications. Depth of sinking is reckoned from bed level MORT&H clause 1200 — Clayey Soil ( 7m dia. Well ) | Beyond 20m up to 30 m (a) Add 7.5 per cent for every additional meter depth of sinking over the rate of sinking for the previous meter (b) Add 5 per cent of cost for dewatering on the cost. if required (c) Add 25 per cent of cost for Kentledge including supports, loading arrangement and Labour ) | Metre | 31662
Deep Foundations | 15.18.2.5 | Sinking of 7 m external diameter well ( other than pneumatic method of sinking ) through all types of strata namely sandy soil, clayey soil and rock as shown against each case, complete as per drawing and technical specifications. Depth of sinking is reckoned from bed level MORT&H clause 1200 — Clayey Soil ( 7m dia. Well ) | Beyond 30m up to 40 m (a) Add 10 per cent for every additional meter depth of sinking over the rate of sinking for the previous meter (b) Add 5 per cent of cost for dewatering, if required (c) Add 20 per cent of cost for Kentledge including supports, loading arrangement and Labour) | Metre | 75226
Deep Foundations | 15.18.3 | Sinking of 7 m external diameter well ( other than pneumatic method of sinking ) through all types of strata namely sandy soil, clayey soil and rock as shown against each case, complete as per drawing and technical specifications. Depth of sinking is reckoned from bed level MORT&H clause 1200 | Soft Rock ( 7m dia well ) Depth in soft rock strata up to 3m | Metre | 18833
Deep Foundations | 15.18.4 | Sinking of 7 m external diameter well ( other than pneumatic method of sinking ) through all types of strata namely sandy soil, clayey soil and rock as shown against each case, complete as per drawing and technical specifications. Depth of sinking is reckoned from bed level MORT&H clause 1200 | Hard Rock ( 7m dia well ) Depth in Hard rock strata up to 3 m | Metre | 25152
Deep Foundations | 15.19.1.1 | Sinking of 8 m external diameter well ( other than pneumatic method of sinking ) through all types of strata namely sandy soil, clayey soil and rock as shown against each case, complete as per drawing and technical specifications. Depth of sinking is reckoned from bed level MORT&H clause 1200 Diameter of well - 8 m | Depth below bed level up to 3.0 M | Metre | 8165
Deep Foundations | 15.19.1.2 | Sinking of 8 m external diameter well ( other than pneumatic method of sinking ) through all types of strata namely sandy soil, clayey soil and rock as shown against each case, complete as per drawing and technical specifications. Depth of sinking is reckoned from bed level MORT&H clause 1200 Diameter of well - 8 m | Beyond 3m up to 1 Om depth | Metre | 10041
Deep Foundations | 15.19.1.3 | Sinking of 8 m external diameter well ( other than pneumatic method of sinking ) through all types of strata namely sandy soil, clayey soil and rock as shown against each case, complete as per drawing and technical specifications. Depth of sinking is reckoned from bed level MORT&H clause 1200 Diameter of well - 8 m | Beyond 1 Om up to 20m Add 5 per cent for every additional meter depth of sinking over the rate of sinking for the previous meter | Metre | 13261
Deep Foundations | 15.19.1.4 | Sinking of 8 m external diameter well ( other than pneumatic method of sinking ) through all types of strata namely sandy soil, clayey soil and rock as shown against each case, complete as per drawing and technical specifications. Depth of sinking is reckoned from bed level MORT&H clause 1200 Diameter of well - 8 m | Beyond 20m up to 30 m (a) Add 7. 5 per cent for every additional meter depth of sinking over the rate of sinking for the previous meter (b) Add 20 per cent of cost for Kentledge including supports, loading arrangement and Labour | Metre | 24875
Deep Foundations | 15.19.1.5 | Sinking of 8 m external diameter well ( other than pneumatic method of sinking ) through all types of strata namely sandy soil, clayey soil and rock as shown against each case, complete as per drawing and technical specifications. Depth of sinking is reckoned from bed level MORT&H clause 1200 Diameter of well - 8 m | Beyond 30m up to 40 m (a) Add 1 O per cent for every additional meter depth of sinking over the rate of sinking for the previous meter (b) Add 20 per cent of cost for Kentledge including supports, loading arrangement, and Labour etc | Metre | 8744
Deep Foundations | 15.19.2.1 | Sinking of 8 m external diameter well ( other than pneumatic method of sinking ) through all types of strata namely sandy soil, clayey soil and rock as shown against each case, complete as per drawing and technical specifications. Depth of sinking is reckoned from bed level MORT&H clause 1200 Diameter of well - 8 m — Clayey Soil ( Sm dia. Well ) | Depth from bed level up to 3.0 M | Metre | 10889
Deep Foundations | 15.19.2.2 | Sinking of 8 m external diameter well ( other than pneumatic method of sinking ) through all types of strata namely sandy soil, clayey soil and rock as shown against each case, complete as per drawing and technical specifications. Depth of sinking is reckoned from bed level MORT&H clause 1200 Diameter of well - 8 m — Clayey Soil ( Sm dia. Well ) | Beyond 3m up to 1 Om depth | Metre | 15664
Deep Foundations | 15.19.2.3 | Sinking of 8 m external diameter well ( other than pneumatic method of sinking ) through all types of strata namely sandy soil, clayey soil and rock as shown against each case, complete as per drawing and technical specifications. Depth of sinking is reckoned from bed level MORT&H clause 1200 Diameter of well - 8 m — Clayey Soil ( Sm dia. Well ) | Beyond 10 m up to 20 m (a) Add 5 per cent for every additional meter depth of sinking over the rate of sinking for the previous meter (b) Add for dewatering@ 5 per cent of cost, if required | Metre | 20687
Deep Foundations | 15.19.2.4 | Sinking of 8 m external diameter well ( other than pneumatic method of sinking ) through all types of strata namely sandy soil, clayey soil and rock as shown against each case, complete as per drawing and technical specifications. Depth of sinking is reckoned from bed level MORT&H clause 1200 Diameter of well - 8 m — Clayey Soil ( Sm dia. Well ) | Beyond 20m up to 30 m (a) Add 7.5 per cent for every additional meter depth of sinking over the rate of sinking for the previous meter (b) Add 5 per cent of cost for dewatering on the cost, if required (c) Add 25 per cent of cost for Kenttedge including supports, loading arrangement and Labour ) | Metre | 38803
Deep Foundations | 15.19.2.5 | Sinking of 8 m external diameter well ( other than pneumatic method of sinking ) through all types of strata namely sandy soil, clayey soil and rock as shown against each case, complete as per drawing and technical specifications. Depth of sinking is reckoned from bed level MORT&H clause 1200 Diameter of well - 8 m — Clayey Soil ( Sm dia. Well ) | Beyond 30m up to 40 m (a) Add 10 per cent for every additional meter depth of sinking over the rate of sinking for the previous meter (b) Add 5 per cent of cost for dewatering, if required (c) Add 20 per cent of cost for Kenttedge including supports, loading arrangement and Labour) | Metre | 92192
Deep Foundations | 15.19.3 | Sinking of 8 m external diameter well ( other than pneumatic method of sinking ) through all types of strata namely sandy soil, clayey soil and rock as shown against each case, complete as per drawing and technical specifications. Depth of sinking is reckoned from bed level MORT&H clause 1200 Diameter of well - 8 m | Soft Rock ( Sm dia well ) Depth in soft rock strata up to 3m | Metre | 20950
Deep Foundations | 15.19.4 | Sinking of 8 m external diameter well ( other than pneumatic method of sinking ) through all types of strata namely sandy soil, clayey soil and rock as shown against each case, complete as per drawing and technical specifications. Depth of sinking is reckoned from bed level MORT&H clause 1200 Diameter of well - 8 m | Hard Rock ( am dia well ) Depth in hard rock strata up to 3 m | Metre | 26242
Deep Foundations | 15.20.1.1 | Sinking of 9 m external diameter well ( other than pneumatic method of sinking ) through all types of strata namely sandy soil, clayey soil and rock as shown against each case, complete as per drawing and technical specifications. Depth of sinking is reckoned from bed level MORT&H clause 1200 | Depth below bed level up to 3.0 M | Metre | 8288
Deep Foundations | 15.20.1.2 | Sinking of 9 m external diameter well ( other than pneumatic method of sinking ) through all types of strata namely sandy soil, clayey soil and rock as shown against each case, complete as per drawing and technical specifications. Depth of sinking is reckoned from bed level MORT&H clause 1200 | Beyond 3m up to 1 Om depth | Metre | 11031
Deep Foundations | 15.20.1.3 | Sinking of 9 m external diameter well ( other than pneumatic method of sinking ) through all types of strata namely sandy soil, clayey soil and rock as shown against each case, complete as per drawing and technical specifications. Depth of sinking is reckoned from bed level MORT&H clause 1200 | Beyond 1 Om up to 20m (a) Add 5 per cent for every additional meter depth of sinking over the rate of sinking for the previous meter | Metre | 14567
Deep Foundations | 15.20.1.4 | Sinking of 9 m external diameter well ( other than pneumatic method of sinking ) through all types of strata namely sandy soil, clayey soil and rock as shown against each case, complete as per drawing and technical specifications. Depth of sinking is reckoned from bed level MORT&H clause 1200 | Beyond 20m up to 30 m (a) Add 7.5 per cent for every additional meter depth of sinking over the rate of sinking for the previous meter (b) Add 20 per cent of cost for Kentledge including supports, loading arrangement and Labour | Metre | 27325
Deep Foundations | 15.20.1.5 | Sinking of 9 m external diameter well ( other than pneumatic method of sinking ) through all types of strata namely sandy soil, clayey soil and rock as shown against each case, complete as per drawing and technical specifications. Depth of sinking is reckoned from bed level MORT&H clause 1200 | Beyond 30m up to 40 m (a) Add 10 per cent for every additional meter depth of sinking over the rate of sinking for the previous meter (b) Add 20 per cent of cost for Kentledge including supports, loading arrangement, and Labour etc | Metre | 64922
Deep Foundations | 15.20.2.1 | Sinking of 9 m external diameter well ( other than pneumatic method of sinking ) through all types of strata namely sandy soil, clayey soil and rock as shown against each case, complete as per drawing and technical specifications. Depth of sinking is reckoned from bed level MORT&H clause 1200 — Clayey Soil ( 9m dia. Well ) | Depth below bed level up to 3.0 M | Metre | 11507
Deep Foundations | 15.20.2.2 | Sinking of 9 m external diameter well ( other than pneumatic method of sinking ) through all types of strata namely sandy soil, clayey soil and rock as shown against each case, complete as per drawing and technical specifications. Depth of sinking is reckoned from bed level MORT&H clause 1200 — Clayey Soil ( 9m dia. Well ) | Beyond 3m up to 1 Om depth | Metre | 16887
Deep Foundations | 15.20.2.3 | Sinking of 9 m external diameter well ( other than pneumatic method of sinking ) through all types of strata namely sandy soil, clayey soil and rock as shown against each case, complete as per drawing and technical specifications. Depth of sinking is reckoned from bed level MORT&H clause 1200 — Clayey Soil ( 9m dia. Well ) | Beyond 10 m up to 20 m (a) Add 5 per cent for every additional meter depth of sinking over the rate of sinking for the previous meter (b) Add for dewatering@ 5 per cent of cost, if required | Metre | 22304
Deep Foundations | 15.20.2.4 | Sinking of 9 m external diameter well ( other than pneumatic method of sinking ) through all types of strata namely sandy soil, clayey soil and rock as shown against each case, complete as per drawing and technical specifications. Depth of sinking is reckoned from bed level MORT&H clause 1200 — Clayey Soil ( 9m dia. Well ) | Beyond 20m up to 30 m (a) Add 7.5 par cent for every additional meter depth of sinking over the rate of sinking for the previous meter (b) Add 5 per cent of cost for dewatering on the cost, if required (c) Add 25 per cent of cost for Kantladge including supports, loading arrangement and Labour ) | Metre | 41837
Deep Foundations | 15.20.2.5 | Sinking of 9 m external diameter well ( other than pneumatic method of sinking ) through all types of strata namely sandy soil, clayey soil and rock as shown against each case, complete as per drawing and technical specifications. Depth of sinking is reckoned from bed level MORT&H clause 1200 — Clayey Soil ( 9m dia. Well ) | Beyond 30m up to 40 m (a) Add 1 O per cent for every additional meter depth of sinking over the rate of sinking for the previous meter (b) Add 5 per cent of cost for dewatering, if required (c) Add 20 per cent of cost for Kentledge including supports, loading arrangement and Labour) | Metre | 99400
Deep Foundations | 15.20.3 | Sinking of 9 m external diameter well ( other than pneumatic method of sinking ) through all types of strata namely sandy soil, clayey soil and rock as shown against each case, complete as per drawing and technical specifications. Depth of sinking is reckoned from bed level MORT&H clause 1200 | Soft Rock ( 9m dia wall ) Depth in soft rock strata up to 3m | Metre | 24807
Deep Foundations | 15.20.4 | Sinking of 9 m external diameter well ( other than pneumatic method of sinking ) through all types of strata namely sandy soil, clayey soil and rock as shown against each case, complete as per drawing and technical specifications. Depth of sinking is reckoned from bed level MORT&H clause 1200 | Hard Rock ( 9m dia well ) Depth in hard rock strata up to 3 m | Metre | 28210
Deep Foundations | 15.21.1.1 | Sinking of 10 m external diameter well ( other than pneumatic method of sinking ) through all types of strata namely sandy soil, clayey soil and rock as shown against each case, complete as per drawing and technical specifications. Depth of sinking is reckoned from bed level MORT&H clause 1200 | Depth below bed level up to 3.0 M | Metre | 9899
Deep Foundations | 15.21.1.2 | Sinking of 10 m external diameter well ( other than pneumatic method of sinking ) through all types of strata namely sandy soil, clayey soil and rock as shown against each case, complete as per drawing and technical specifications. Depth of sinking is reckoned from bed level MORT&H clause 1200 | Beyond 3m up to 1 Om depth | Metre | 11658
Deep Foundations | 15.21.1.3 | Sinking of 10 m external diameter well ( other than pneumatic method of sinking ) through all types of strata namely sandy soil, clayey soil and rock as shown against each case, complete as per drawing and technical specifications. Depth of sinking is reckoned from bed level MORT&H clause 1200 | Beyond 1 Om up to 20m (a) Add 5 per cent for every additional meter depth of sinking over the rate of sinking for the previous meter | Metre | 15397
Deep Foundations | 15.21.1.4 | Sinking of 10 m external diameter well ( other than pneumatic method of sinking ) through all types of strata namely sandy soil, clayey soil and rock as shown against each case, complete as per drawing and technical specifications. Depth of sinking is reckoned from bed level MORT&H clause 1200 | Beyond 20m up to 30 m (a) Add 7.5 per cent for every additional meter depth of sinking over the rate of sinking for the previous meter (b) Add 20 per cent of cost for Kentledge including supports, loading arrangement and Labour | Metre | 28880
Deep Foundations | 15.21.1.5 | Sinking of 10 m external diameter well ( other than pneumatic method of sinking ) through all types of strata namely sandy soil, clayey soil and rock as shown against each case, complete as per drawing and technical specifications. Depth of sinking is reckoned from bed level MORT&H clause 1200 | Beyond 30m up to 40 m (a) Add 10 per cent for every additional meter depth of sinking over the rate of sinking for the previous meter (b) Add 20 per cent of cost for Kentledge including supports, loading arrangement, and Labour etc | Metre | 68615
Deep Foundations | 15.21.2.1 | Sinking of 10 m external diameter well ( other than pneumatic method of sinking ) through all types of strata namely sandy soil, clayey soil and rock as shown against each case, complete as per drawing and technical specifications. Depth of sinking is reckoned from bed level MORT&H clause 1200 — Clayey Soil (1 Om dia. Well ) | Depth below bed level up to 3.0 M | Metre | 12829
Deep Foundations | 15.21.2.2 | Sinking of 10 m external diameter well ( other than pneumatic method of sinking ) through all types of strata namely sandy soil, clayey soil and rock as shown against each case, complete as per drawing and technical specifications. Depth of sinking is reckoned from bed level MORT&H clause 1200 — Clayey Soil (1 Om dia. Well ) | Beyond 3m up to 1 Om depth | Metre | 16878
Deep Foundations | 15.21.2.3 | Sinking of 10 m external diameter well ( other than pneumatic method of sinking ) through all types of strata namely sandy soil, clayey soil and rock as shown against each case, complete as per drawing and technical specifications. Depth of sinking is reckoned from bed level MORT&H clause 1200 — Clayey Soil (1 Om dia. Well ) | Beyond 10 m up to 20 m (a) Add 5 per cent for every additional meter depth of sinking over the rate of sinking for the previous meter (b) Add for dewatering@ 5 per cent of cost, if required | Metre | 22290
Deep Foundations | 15.21.2.4 | Sinking of 10 m external diameter well ( other than pneumatic method of sinking ) through all types of strata namely sandy soil, clayey soil and rock as shown against each case, complete as per drawing and technical specifications. Depth of sinking is reckoned from bed level MORT&H clause 1200 — Clayey Soil (1 Om dia. Well ) | Beyond 20m up to 30 m (a) Add 7.5 per cent for every additional meter depth of sinking over the rate of sinking for the previous meter (b) Add 5 per cent of cost for dewatering on the cost, if required (c) Add 25 per cent of cost for Kentledge including supports, loading arrangement and Labour) | Metre | 41811
Deep Foundations | 15.21.2.5 | Sinking of 10 m external diameter well ( other than pneumatic method of sinking ) through all types of strata namely sandy soil, clayey soil and rock as shown against each case, complete as per drawing and technical specifications. Depth of sinking is reckoned from bed level MORT&H clause 1200 — Clayey Soil (1 Om dia. Well ) | Beyond 30m up to 40 m (a) Add 1 O per cent for every additional meter depth of sinking over the rate of sinking for the previous meter (b) Add 5 per cent of cost for dewatering, if required (c) Add 20 per cent of cost for Kentledge including supports, loading arrangement and Labour) | Metre | 99337
Deep Foundations | 15.21.3 | Sinking of 10 m external diameter well ( other than pneumatic method of sinking ) through all types of strata namely sandy soil, clayey soil and rock as shown against each case, complete as per drawing and technical specifications. Depth of sinking is reckoned from bed level MORT&H clause 1200 | Soft Rock (1O m dia well ) Depth in soft rock strata up to 3m | Metre | 26540
Deep Foundations | 15.21.4 | Sinking of 10 m external diameter well ( other than pneumatic method of sinking ) through all types of strata namely sandy soil, clayey soil and rock as shown against each case, complete as per drawing and technical specifications. Depth of sinking is reckoned from bed level MORT&H clause 1200 | Hard Rock (10m dia well ) Depth in hard rock strata up to 3 m | Metre | 37205
Deep Foundations | 15.22.1.1 | Sinking of 11 m external diameter well (other than pneumatic method of sinking) through all types of strata namely sandy soil, clayey soil and rock as shown against each case, complete as per drawing and technical specifications. Depth of sinking is reckoned from bed level | Depth from bed level up to 3.0 M | Metre | 14558
Deep Foundations | 15.22.1.2 | Sinking of 11 m external diameter well (other than pneumatic method of sinking) through all types of strata namely sandy soil, clayey soil and rock as shown against each case, complete as per drawing and technical specifications. Depth of sinking is reckoned from bed level | Beyond 3m up to 1 Om depth | Metre | 18353
Deep Foundations | 15.22.1.3 | Sinking of 11 m external diameter well (other than pneumatic method of sinking) through all types of strata namely sandy soil, clayey soil and rock as shown against each case, complete as per drawing and technical specifications. Depth of sinking is reckoned from bed level | Beyond 1 Om up to 20m (a) Add 5 per cent for every additional meter depth of sinking over the rate of sinking for the previous meter | Metre | 24239
Deep Foundations | 15.22.1.4 | Sinking of 11 m external diameter well (other than pneumatic method of sinking) through all types of strata namely sandy soil, clayey soil and rock as shown against each case, complete as per drawing and technical specifications. Depth of sinking is reckoned from bed level | Beyond 20m up to 30 m (a) Add 7.5 per cent for every additional meter depth of sinking over the rate of sinking for the previous meter (b) Add 20 per cent of cost for Kentledge including supports, loading arrangement and Labour | Metre | 45465
Deep Foundations | 15.22.1.5 | Sinking of 11 m external diameter well (other than pneumatic method of sinking) through all types of strata namely sandy soil, clayey soil and rock as shown against each case, complete as per drawing and technical specifications. Depth of sinking is reckoned from bed level | Beyond 30m up to 40 m (a) Add 10 per cent for every additional meter depth of sinking over the rate of sinking for the previous meter (b)Add 20 per cent of cost for Kenttedge including supports, loading arrangement, and Labour etc | Metre | 108020
Deep Foundations | 15.22.2.1 | Sinking of 11 m external diameter well (other than pneumatic method of sinking) through all types of strata namely sandy soil, clayey soil and rock as shown against each case, complete as per drawing and technical specifications. Depth of sinking is reckoned from bed level — Clayey Soil (11 m dia. Well ) | Depth from bed level up to 3.0 M | Metre | 21273
Deep Foundations | 15.22.2.2 | Sinking of 11 m external diameter well (other than pneumatic method of sinking) through all types of strata namely sandy soil, clayey soil and rock as shown against each case, complete as per drawing and technical specifications. Depth of sinking is reckoned from bed level — Clayey Soil (11 m dia. Well ) | Beyond 3m up to 1 Om depth | Metre | 34961
Deep Foundations | 15.22.2.3 | Sinking of 11 m external diameter well (other than pneumatic method of sinking) through all types of strata namely sandy soil, clayey soil and rock as shown against each case, complete as per drawing and technical specifications. Depth of sinking is reckoned from bed level — Clayey Soil (11 m dia. Well ) | Beyond 10 m up to 20 m (a) Add 5 per cent for every additional meter depth of sinking over the rate of sinking for the previous meter (b) Add for dewatering@ 5 per cent of cost, if required | Metre | 46172
Deep Foundations | 15.22.2.4 | Sinking of 11 m external diameter well (other than pneumatic method of sinking) through all types of strata namely sandy soil, clayey soil and rock as shown against each case, complete as per drawing and technical specifications. Depth of sinking is reckoned from bed level — Clayey Soil (11 m dia. Well ) | Beyond 20m up to 30 m (a) Add 7.5 per cent for every additional meter depth of sinking over the rate of sinking for the previous meter (b) Add 5 per cent of cost for dewatering on the cost, if required (c)Add 25 per cent of cost for Kentledge including supports, loading arrangement and Labour ) | Metre | 86609
Deep Foundations | 15.22.2.5 | Sinking of 11 m external diameter well (other than pneumatic method of sinking) through all types of strata namely sandy soil, clayey soil and rock as shown against each case, complete as per drawing and technical specifications. Depth of sinking is reckoned from bed level — Clayey Soil (11 m dia. Well ) | Beyond 30m up to 40 m (a) Add 1O per cent for every additional meter depth of sinking over the rate of sinking for the previous meter (b) Add 5 per cent of cost for dewatering, if required (c) Add 20 per cent of cost for Kenttedge including supports, loading arrangement and Labour) | Metre | 205772
Deep Foundations | 15.22.3 | Sinking of 11 m external diameter well (other than pneumatic method of sinking) through all types of strata namely sandy soil, clayey soil and rock as shown against each case, complete as per drawing and technical specifications. Depth of sinking is reckoned from bed level | Soft Rock (11 m dia well ) Depth in soft rock strata up to 3m | Metre | 59132
Deep Foundations | 15.22.4 | Sinking of 11 m external diameter well (other than pneumatic method of sinking) through all types of strata namely sandy soil, clayey soil and rock as shown against each case, complete as per drawing and technical specifications. Depth of sinking is reckoned from bed level | Hard Rock (11m dia well ) Depth in hard rock up to 3 m | Metre | 87986
Deep Foundations | 15.23.1.1 | Sinking of 12 m external diameter well ( other than pneumatic method of sinking ) through all types of strata namely sandy soil, clayey soil and rock as shown against each case, complete as per drawing and technical specifications. Depth of sinking is reckoned from bed level MORT&H clause 1200 | Depth below bed level up to 3.0 M | Metre | 47005
Deep Foundations | 15.23.1.2 | Sinking of 12 m external diameter well ( other than pneumatic method of sinking ) through all types of strata namely sandy soil, clayey soil and rock as shown against each case, complete as per drawing and technical specifications. Depth of sinking is reckoned from bed level MORT&H clause 1200 | Beyond 3m up to 1 Om depth | Metre | 53101
Deep Foundations | 15.23.1.3 | Sinking of 12 m external diameter well ( other than pneumatic method of sinking ) through all types of strata namely sandy soil, clayey soil and rock as shown against each case, complete as per drawing and technical specifications. Depth of sinking is reckoned from bed level MORT&H clause 1200 | Beyond 1 Om up to 20m Add 5 per cent for every additional meter depth of sinking over the rate of sinking for the previous meter | Metre | 70130
Deep Foundations | 15.23.1.4 | Sinking of 12 m external diameter well ( other than pneumatic method of sinking ) through all types of strata namely sandy soil, clayey soil and rock as shown against each case, complete as per drawing and technical specifications. Depth of sinking is reckoned from bed level MORT&H clause 1200 | Beyond 20m up to 30 m (a) Add 7.5 per cent for every additional meter depth of sinking over the rate of sinking for the previous meter (b) Add 20 per cent of cost for Kentledge including supports, loading arrangement and Labour | Metre | 131544
Deep Foundations | 15.23.1.5 | Sinking of 12 m external diameter well ( other than pneumatic method of sinking ) through all types of strata namely sandy soil, clayey soil and rock as shown against each case, complete as per drawing and technical specifications. Depth of sinking is reckoned from bed level MORT&H clause 1200 | Beyond 30m up to 40 m (a) Add 10 per cent for every additional meter depth of sinking over the rate of sinking for the previous meter (b) Add 20 per cent of cost for Kentledge including supports, loading arrangement, and Labour etc | Metre | 312532
Deep Foundations | 15.23.2.1 | Sinking of 12 m external diameter well ( other than pneumatic method of sinking ) through all types of strata namely sandy soil, clayey soil and rock as shown against each case, complete as per drawing and technical specifications. Depth of sinking is reckoned from bed level MORT&H clause 1200 — Clayey Soil (12 m dia. Wen) | Depth below bed level up to 3.0 M | Metre | 51953
Deep Foundations | 15.23.2.2 | Sinking of 12 m external diameter well ( other than pneumatic method of sinking ) through all types of strata namely sandy soil, clayey soil and rock as shown against each case, complete as per drawing and technical specifications. Depth of sinking is reckoned from bed level MORT&H clause 1200 — Clayey Soil (12 m dia. Wen) | Beyond 3m up to 1 Om depth | Metre | 85769
Deep Foundations | 15.23.2.3 | Sinking of 12 m external diameter well ( other than pneumatic method of sinking ) through all types of strata namely sandy soil, clayey soil and rock as shown against each case, complete as per drawing and technical specifications. Depth of sinking is reckoned from bed level MORT&H clause 1200 — Clayey Soil (12 m dia. Wen) | Beyond 10 m up to 20 m (a) Add 5 per cent for every additional meter depth of sinking over the rate of sinking for the previous meter (b) Add for dewatering@ 5 per cent of cost, if required | Metre | 113273
Deep Foundations | 15.23.2.4 | Sinking of 12 m external diameter well ( other than pneumatic method of sinking ) through all types of strata namely sandy soil, clayey soil and rock as shown against each case, complete as per drawing and technical specifications. Depth of sinking is reckoned from bed level MORT&H clause 1200 — Clayey Soil (12 m dia. Wen) | Beyond 20m up to 30 m (a) Add 7.5 per cent for every additional meter depth of sinking over the rate of sinking for the previous meter (b) Add 5 per cent of cost for dewatering on the cost, if required (c) Add 25 per cent of cost for KenUedge including supports, loading arrangement and Labour ) | Metre | 212470
Deep Foundations | 15.23.2.5 | Sinking of 12 m external diameter well ( other than pneumatic method of sinking ) through all types of strata namely sandy soil, clayey soil and rock as shown against each case, complete as per drawing and technical specifications. Depth of sinking is reckoned from bed level MORT&H clause 1200 — Clayey Soil (12 m dia. Wen) | Beyond 30m up to 40 m (a) Add 1O per cent for every additional meter depth of sinking over the rate of sinking for the previous meter (b) Add 5 per cent of cost for dewatering, if required (c) Add 20 per cent of cost for KenUedge including supports, loading arrangement and Labour) | Metre | 504799
Deep Foundations | 15.23.3 | Sinking of 12 m external diameter well ( other than pneumatic method of sinking ) through all types of strata namely sandy soil, clayey soil and rock as shown against each case, complete as per drawing and technical specifications. Depth of sinking is reckoned from bed level MORT&H clause 1200 | Soft Rock (12m dia well ) Depth in soft rock strata up to 3m | Metre | 137328
Deep Foundations | 15.23.4 | Sinking of 12 m external diameter well ( other than pneumatic method of sinking ) through all types of strata namely sandy soil, clayey soil and rock as shown against each case, complete as per drawing and technical specifications. Depth of sinking is reckoned from bed level MORT&H clause 1200 | Hard Rock (12m dia well ) Depth in hard rock strata up to 3 m | Metre | 169322
Deep Foundations | 15.24.1.1 | Sinking of Twin D Type well (other than pneumatic method of sinking) through all types of strata namely sandy soil, clayey soil | Depth from bed level up to 3.0 M | Metre | 10643
Deep Foundations | 15.24.1.2 | Sinking of Twin D Type well (other than pneumatic method of sinking) through all types of strata namely sandy soil, clayey soil | Beyond 3m up to 1 Om depth | Metre | 11492
Deep Foundations | 15.24.1.3 | Sinking of Twin D Type well (other than pneumatic method of sinking) through all types of strata namely sandy soil, clayey soil | Beyond 1 Om up to 20m (a) Add 5 per cent for every additional meter depth of sinking over the rate of sinking for the previous meter | Metre | 15177
Deep Foundations | 15.24.1.4 | Sinking of Twin D Type well (other than pneumatic method of sinking) through all types of strata namely sandy soil, clayey soil | Beyond 20m up to 30 m (a) Add 7.5 per cent for every additional meter depth of sinking over the rate of sinking for the previous meter (b) Add 20 per cent of cost for Kentledge including supports, loading arrangement and Labour | Metre | 28468
Deep Foundations | 15.24.1.5 | Sinking of Twin D Type well (other than pneumatic method of sinking) through all types of strata namely sandy soil, clayey soil | Beyond 30m up to 40 m (a) Add 10 per cent for every additional meter depth of sinking over the rate of sinking for the previous meter (b) Add 20 per cent of cost for Kentledge including supports, loading arrangement, and Labour etc | Metre | 67636
Deep Foundations | 15.24.2.1 | Sinking of Twin D Type well (other than pneumatic method of sinking) through all types of strata namely sandy soil, clayey soil — Clayey Soil (Twin D Type Well ) | Depth below bed level up to 3.0 M | Metre | 12497
Deep Foundations | 15.24.2.2 | Sinking of Twin D Type well (other than pneumatic method of sinking) through all types of strata namely sandy soil, clayey soil — Clayey Soil (Twin D Type Well ) | Beyond 3m up to 1 Om depth | Metre | 18721
Deep Foundations | 15.24.2.3 | Sinking of Twin D Type well (other than pneumatic method of sinking) through all types of strata namely sandy soil, clayey soil — Clayey Soil (Twin D Type Well ) | Beyond 10 m up to 20 m (a) Add 5 per cent for every additional meter depth of sinking over the rate of sinking for the previous meter (b) Add for dewatering@ 5 per cent of cost, if required | Metre | 24725
Deep Foundations | 15.24.2.4 | Sinking of Twin D Type well (other than pneumatic method of sinking) through all types of strata namely sandy soil, clayey soil — Clayey Soil (Twin D Type Well ) | Beyond 20m up to 30 m (a) Add 7.5 per cent for every additional meter depth of sinking over the rate of sinking for the previous meter (b) Add 5 per cent of cost for dewatering on the cost, if required (c) Add 25 per cent of cost for KenUedge including supports, loading arrangement and Labour ) | Metre | 46377
Deep Foundations | 15.24.2.5 | Sinking of Twin D Type well (other than pneumatic method of sinking) through all types of strata namely sandy soil, clayey soil — Clayey Soil (Twin D Type Well ) | Beyond 30m up to 40 m (a) Add 1 O per cent for every additional meter depth of sinking over the rate of sinking for the previous meter (b) Add 5 per cent of cost for dewatering, if required (c) Add 20 per cent of cost for KenUedge including supports, loading arrangement and Labour) | Metre | 110184
Deep Foundations | 15.24.3 | Sinking of Twin D Type well (other than pneumatic method of sinking) through all types of strata namely sandy soil, clayey soil | Soft Rock (Twin D Type Well ) Depth in soft rock strata up to 3m | Metre | 30213
Deep Foundations | 15.24.4 | Sinking of Twin D Type well (other than pneumatic method of sinking) through all types of strata namely sandy soil, clayey soil | Hard Rock (Twin D Type Well ) Depth in hard rock strata up to 3 m | Metre | 36131
Deep Foundations | 15.29 | Bored cast-in-situ M35 grade R.C.C. Pile using Hydraulic Rig excluding reinforcement complete as per Drawing and Technical Specifications and removal of excavated earth with all lifts and lead up to 1000 m MORT&H clause 1100 & 1700 Pile diameter-1000 mm |  | Metre | 7699
Deep Foundations | 15.30 | Bored cast-in-situ M35 grade R.C.C. Pile using Hydraulic Rig excluding reinforcement complete as per Drawing and Technical Specifications and removal of excavated earth with all lifts and lead up to 1000 m MORT&H clause 1100 & 1700 Pile diameter-1200 mm |  | Metre | 10094
Deep Foundations | 15.31 | Driven cast-in-place vertical M35 grade R.C.C. Pile excluding Reinforcement complete as per Drawing and & Technical Specification MORT&H clause 1100 & 1700 Pile diameter - 750 mm Note: -1.The quantity of concrete required to be removed above the designed top level of concrete, if any, will be provided for in the rate analysis. 2.ln case steel lining is included in the design for driven cast-in-situ pile and is planned to be retained, the same may be included in the rate analysis. In case the temporary steel casing used during casting is planned to be removed, an additional cost @ 0.50 per cent of cost of concrete may be provided to cover its usage |  | Metre | 7015
Deep Foundations | 15.32 | Driven cast-in-place vertical M35 grade R.C.C. Pile excluding Reinforcement complete as per Drawing and & Technical Specification MORT&H clause 1100 & 1700 Pile diameter - 1000 mm Note: -1.The quantity of concrete required to be removed above the designed top level of concrete, if any, will be provided for in the rate analysis. 2.ln case steel lining is included in the design for driven cast-in-situ pile and is planned to be retained, the same may be included in the rate analysis. In case the temporary steel casing used during casting is planned to be removed, an additional cost @ 0.50 per cent of cost of concrete may be provided to cover its usage |  | Metre | 10516
Deep Foundations | 15.33 | Driven cast-in-place vertical M35 grade R.C.C. Pile excluding Reinforcement complete as per Drawing and & Technical Specification MORT&H clause 1100 & 1700 Pile diameter • 1200 mm Note: -1.The quantity of concrete required to be removed above the designed top level of concrete, if any, will be provided for in the rate analysis. 2.ln case steel lining is included in the design for driven cast-in-situ pile and is planned to be retained, the same may be included in the rate analysis. In case the temporary steel casing used during casting is planned to be removed, an additional cost @ 0.50 per cent of cost of concrete may be provided to cover its usage |  | Metre | 15483
Deep Foundations | 15.35 | Driven precast vertical M35 grade R.C.C. Piles excluding Reinforcement complete as per Drawing and & Technical Specification Pile Diameter = 750 mm Note:- The quantity of concrete required to be removed above the designed top level of concrete, if any, will be provided for in the rate analysis |  | Metre | 7024
Deep Foundations | 15.38 | Driven precast vertical M35 grade R.C.C. Piles excluding Reinforcement complete as per Drawing and & Technical Specification MORT&H clause 1100 & 1700 Pile Diameter = 1000 mm Note: -The quantity of concrete required to be removed above the designed top level of concrete, if any, will be provided for in the rate analysis. 15.37 Driven precast vertical M35 grade R.C.C. Piles excluding Reinforcement complete as per Drawing and & Technical Specification MORT&H clause 1100 & 1700 Size of pile - 300 mm x 300 mm Note: -The quantity of concrete required to be removed above the designed top level of concrete, if any, will be provided for in the rate analysis. 15.38 Driven precast vertical M35 grade R.C.C. Piles excluding Reinforcement complete as per Drawing and & Technical Specification MORT&H clause 1100 & 1700 Size of pile - 500 mm x 500 mm Note: -The quantity of concrete required to be removed above the designed top level of concrete, if any, will be provided for in the rate analysis |  | Metre | 10816
Deep Foundations | 15.39 | Driven precast vertical M35 grade R.C.C. Piles excluding Reinforcement complete as per Drawing and & Technical Specification MORT&H clause 1100 & 1700 Size of pile - 750 mm x 750 mm Note: -The quantity of concrete required to be removed above the designed top level of concrete, if any, will be provided for in the rate analysis |  | Metre | 8389
Deep Foundations | 15.40 | Driven Vertical Steel Piles complete as per Drawing and & Technical Specification MORT&H clause 1100 & 1900 Section of the pile - H Section steel column 400 x 250 mm (ISHB Series) |  | Metre | 7761
Deep Foundations | 15.41 | Driven Vertical Steel Piles complete as per Drawing and & Technical Specification MORT&H clause 1100 & 1900 Section of the pile - H Section steel column 450 x 250 mm (ISHB Series) |  | Metre | 8831
Deep Foundations | 15.42 | Pile Load Test on single Vertical Pile in accordance with IS:2911 (Part-IV) MORT&H clause 1100 (a)lnitial and routine load test (b)Lateral load test Note:- Although, this item is incidental to work and is not required to be included in BOQ of contract, the same is required to be added in the estimate to assess cost of work |  | Tonne | 844
Deep Foundations | 15.43.1.2 | Cement Concrete for Reinforced Concrete in Pile Cap complete as per Drawing and Technical Specification MORT&H clause 1100, 1500 & 1700 | Using Batching Plant, Transit Mixer and Concrete Pump Note:- The value of a, b and c may be taken as applicable i.e. either using concrete mixer or batching plant | Cum | 4217
Deep Foundations | 15.43.3.1 | Cement Concrete for Reinforced Concrete in Pile Cap complete as per Drawing and Technical Specification MORT&H clause 1100, 1500 & 1700 | Case I: Using Concrete Mixer | Cum | 5262
Deep Foundations | 15.44 | Levelling Course for Pile cap Providing and laying of PCC M15 levelling course 100mm thick below the pile cap MORT&H clause 1100 & 1700 |  | Cum | 4184
Deep Foundations | 15.45 | Supplying, Fitting and Placing un-coated HYSD bar Reinforcement in Foundation complete as per Drawing and Technical Specifications MORT&H clause 1600 |  | Tonne | 72543
Deep Foundations | 15.46 | Supplying, fitting and placing un-coated Mild steel reinforcement complete in foundation as per drawing and technical specification MORT&H clause 1600 |  | Tonne | 71552
River and Canal Protection Works | 16.1.1 | Cutting pilchi, farash and sarkanda, and carriage to work site, lead 2 Km including loading and unloading by mechanical/ mannual means | Loose | Cum | 50
River and Canal Protection Works | 16.1.2 | Cutting pilchi, farash and sarkanda, and carriage to work site, lead 2 Km including loading and unloading by mechanical/ mannual means | Compacted in rolls of required diameter and length | Cum | 219
River and Canal Protection Works | 16.2.1 | Loading pilchi, farash and sarkanda in boats within 15 metres by mechanical/ mannual means | Loose | Cum | 11
River and Canal Protection Works | 16.2.2 | Loading pilchi, farash and sarkanda in boats within 15 metres by mechanical/ mannual means | Compacted in rolls | Cum | 26
River and Canal Protection Works | 16.4.2 | Unloading pilchi, farash and sarkanda from boats, and carriage to yard up to 1 Km by mechanical/ mannual means | Compacted | Cum | 77
River and Canal Protection Works | 16.5.1 | Making pilchi, farash or sarkanda rolls, excluding supply of materials by mechanical/ mannual means | 20 cm or 23 cm dia and 9 m long | Each | 43
River and Canal Protection Works | 16.5.2 | Making pilchi, farash or sarkanda rolls, excluding supply of materials by mechanical/ mannual means | 15 cm dia and 9 m long | Each | 30
River and Canal Protection Works | 16.5.3 | Making pilchi, farash or sarkanda rolls, excluding supply of materials by mechanical/ mannual means | 15 cm dia and 1.5 m long Note: The payment under item No. 16.5 is not to be made, in addition to those of Item No. 16.1(b), 16.8, 16.9 and 16.10 | Each | 4
River and Canal Protection Works | 16.6 | Making 0.75 m dia and 5.5 m long pilchi rolls for permeable spurs by mechanical/ mannual means |  | Each | 193
River and Canal Protection Works | 16.8 | Pilchi, farash or sarkanda pitching on slope, with rolls 15 cm dia, and 1.5 m long including supply of pilchi, involving carriage within 2 Km and labour for making rolls by mechanical/ mannual means. Note: For above item, pitching shall be of 15 cm dia, layers of pitching, laid as a header, and 1.5 m in length alternating with 15 cm covering of earth for consolidation, including pegs and tying with wire (cost of wire is to be paid extra) |  | Sqm | 216
River and Canal Protection Works | 16.11 | Pilchi revetment including carriage up to 2 Km by mechanical/ mannual means |  | Sqm | 76
River and Canal Protection Works | 16.12 | Surface protection with pilchi mattress; lead up to 2 Km by mechanical/ mannual means |  | Sqm | 57
River and Canal Protection Works | 16.13 | Weaving mattresses of pilchi, 30 cm thick by mechanical/ mannual means |  | Sqm | 38
River and Canal Protection Works | 16.16 | Special kahi revetment double, lead up to 2 Km by mechanical/ mannual means |  | Sqm | 104
River and Canal Protection Works | 16.17 | Gachi pitching with average thickness of 30 cm Ooints to be broken) by mechanical/ mannual means |  | Sqm | 53
River and Canal Protection Works | 16.18 | Gachi pilchi (done with silt clearance and berm dressing) with thickness of 30 cm Ooints to be broken) by mechanical/ mannual means |  | Sqm | 51
River and Canal Protection Works | 16.19.1 | Fixing floating spurs, in channels, with material from canal plantation, with in 2 Km by mechanical/ mannual means | F.S. depth up to 0.5 m to | Each | 1
River and Canal Protection Works | 16.19.2 | Fixing floating spurs, in channels, with material from canal plantation, with in 2 Km by mechanical/ mannual means | F.S. depth exceeding 0.5 m but up 1.00 m | Each | 2
River and Canal Protection Works | 16.19.3 | Fixing floating spurs, in channels, with material from canal plantation, with in 2 Km by mechanical/ mannual means | F. S. depth exceeding 1.0 m but up to 1.25 m | Each | 3
River and Canal Protection Works | 16.21 | Filling brush wood only by mechanical/ mannual means |  | Cum | 14
River and Canal Protection Works | 16.22 | Filling cement bags with sand or earth, and sewing, including cost of strings by mechanical/ mannual means |  | Each | 2
River and Canal Protection Works | 16.23 | Loading cement bags filled with sand or earth, into trucks or boats within 3 chains lead (per chain of 30 metres) by mechanical/ mannual means |  | Each | 3
River and Canal Protection Works | 16.26 | Filling cement bags with sand, sewing and laying in position within 30 metres, in dry including cost of strings by mechanical/ mannual means |  | Each | 4
River and Canal Protection Works | 16.27 | Filling cement bags with sand, sewing and laying in position within 30 metres in water including cost of strings by mechanical/ mannual means |  | Each | 6
River and Canal Protection Works | 16.29 | Weaving wire-netting for wire crates, including binding sides, and partition to make crate of 15 cm x 15 cm, or 25 cm x 7.5 cm mesh by mechanical/ mannual means |  | Sqm | 24
River and Canal Protection Works | 16.30 | Filling brick-bats in crates, and hand-packing by mechanical/ mannual means |  | Cum | 42
River and Canal Protection Works | 16.31 | Filling bricks in crates and hand-packing by mechanical/ mannual means |  | Cum | 79
River and Canal Protection Works | 16.32 | Filing stones or spalls into crates, and hand-packing by mechanical/ mannual means |  | Cum | 109
River and Canal Protection Works | 16.33 | Tipping wire crates including equipment by mechanical/ mannual means |  | Cum | 79
River and Canal Protection Works | 16.34 | Opening out old wire crates, and remaking after filling by mechanical/ mannual means |  | Sqm | 10
River and Canal Protection Works | 16.35 | Labour for dismantling existing portion of old protection work, including cutting old trangger and stacking old stones for re-use by mechanical/ mannual means |  | Cum | 98
River and Canal Protection Works | 16.36 | Filling spaces and foundations with old stones, obtained from dismantling, including labour for dismantling by mechanical/ mannual means |  | Cum | 213
River and Canal Protection Works | 16.37 | Spreading wire crates over pitching, connecting with side protective walls, inclusive of wire, etc by mechanical/ mannual means |  | Sqm | 18
River and Canal Protection Works | 16.38.1 | Wire Crates 1.20 m x1. 20 m from all directions of G.I. Wire, filled with boulders with square-cut faces, against the wire | 4mm dia G.I. Wire, 25 cm x 7.5 cm mesh (diagonal wise) | Cum | 2111
River and Canal Protection Works | 16.38.2 | Wire Crates 1.20 m x1. 20 m from all directions of G.I. Wire, filled with boulders with square-cut faces, against the wire | 4.00 mm dia G.I. wire 15 cm x 15 cm mesh (diagonal wise) | Cum | 1812
River and Canal Protection Works | 16.38.3 | Wire Crates 1.20 m x1. 20 m from all directions of G.I. Wire, filled with boulders with square-cut faces, against the wire | 4.75 mm, dia G.1. wire, 25 cm. x 7.5 cm mesh (diagonal wise) | Cum | 2533
River and Canal Protection Works | 16.38.4 | Wire Crates 1.20 m x1. 20 m from all directions of G.I. Wire, filled with boulders with square-cut faces, against the wire | 4.75 mm, dia. G.I. wire 15 cm x 15 cm mesh (diagonal wise) | Cum | 2035
River and Canal Protection Works | 16.38.5 | Wire Crates 1.20 m x1. 20 m from all directions of G.I. Wire, filled with boulders with square-cut faces, against the wire | 3.25 mm dia G.I. wire 25 cm x 7.5 cm mesh (diagonal wise) | Cum | 1728
River and Canal Protection Works | 16.38.6 | Wire Crates 1.20 m x1. 20 m from all directions of G.I. Wire, filled with boulders with square-cut faces, against the wire | 3.25 mm dia G.I. wire. 15 cm. x 15 cm mesh (diagonal wise) | Cum | 1498
River and Canal Protection Works | 16.39 | Dumping stone by mechanical/ mannual means |  | Cum | 59
River and Canal Protection Works | 16.40 | Extra for anchoring boat for dumping in position by mechanical/ mannual means |  | Cum | 8
River and Canal Protection Works | 16.41 | Dismantling brush-wood boulder bund by mechanical/ mannual means |  | Cum | 158
River and Canal Protection Works | 16.42.2 | Stone or kankar block pitching by mechanical/ mannual means | On slopes of guide banks and protection works | Cum | 253
River and Canal Protection Works | 16.43 | Stone pitching, top coping only by mechanical/ mannual means |  | Cum | 403
River and Canal Protection Works | 16.44.2 | Filling stone or spalls by mechanical/ mannual means | On side slopes behind pitching | Cum | 63
River and Canal Protection Works | 16.46.1 | Grouting masonry joints of floors, including finishing by mechanical/ mannual means | When stones are up to 23 cm square | Sqm | 19
River and Canal Protection Works | 16.46.2 | Grouting masonry joints of floors, including finishing by mechanical/ mannual means | When stones are more than 23 cm square but under 45 cm square | Sqm | 13
River and Canal Protection Works | 16.47 | Sand grouting stone apron sqm with high pressure hose |  | Sqm | 3
River and Canal Protection Works | 16.48 | Providing, laying & filling Geo Bags of size 0.55mx0.65m(130 GSM woven geo bag made up of VT 1300) Weight 90 gm, volume of filled bags 1.1 cft, weight of filled Geo bag 46 kg with local sand including stitching four lines by approved Nylon thread with stitching machine and generator, Stacking and placing after loading, unloading and carriage with the help of trolley within 150 meter lead and boat all complete as per specification and direction of Engineer-in-charge (Where boat is used) (a) Stitching, filling and stacking of bags (b)Charge for placing and dumping with the help of power boat of 40 quintal |  | Bag | 163
River and Canal Protection Works | 16.49 | Providing, laying & filling Geo Bags of size 0.55mx0.65m(130 GSM woven geo bag made up of VT 1300) Weight 90 gm, volume of filled bags 1.1 cft, weight of filled Geo bag 46 kg with local sand including stitching four lines by approved Nylon thread with stitching machine and generator, Stacking and placing after loading, unloading and carriage with the help of trolley within 150 meter lead and boat all complete as per specification and direction of Engineer-in-charge |  | Bag | 133
River and Canal Protection Works | 16.50 | Providing, laying & filling Geo Bags of size 0.762mx0.508m(130 GSM woven geo bag made up of VT 1300) Weight 95 gm, volume of filled bags 1.2cft, weight of filled Geo bag 50 kg with local sand including stitching four lines by approved Nylon thread with stitching machine and generator, Stacking and placing after loading, unloading and carriage with the help of trolley within 150 meter lead and boat all complete as per specification and direction of Engineer-in-charge (Where boat is used) |  | Bag | 181
River and Canal Protection Works | 16.51 | Providing, laying & filling Geo Bags of size 0.762mx0.508m(130 GSM woven geo bag made up of VT 1300) Weight 95 gm, volume of filled bags 1.2cft, weight of filled Geo bag 50 kg with local sand including stitching four lines by approved Nylon thread with stitching machine and generator, Stacking and placing after loading, unloading and carriage with the help of trolley within 150 meter lead and boat all complete as per specification and direction of Engineer-in-charge |  | Bag | 143
River and Canal Protection Works | 16.52 | Providing, laying & filling Geo Bags of size 1.09mx0.69m(200 GSM PPMFwoven gee bag made up of VT 2000 Weight 310 gm, volume of filled bags 0.07cum, weight of filled Geo bag 130 kg with local sand including stitching four lines by approved Nylon thread with stitching machine and generator, Stacking and placing after loading, unloading and carriage with the help of trolley within 150 meter lead and boat all complete as per specification and direction of Engineer-in-charge (Where boat is used) |  | Bag | 280
River and Canal Protection Works | 16.53 | Providing, laying & filling Geo Bags of size 1.09mx0.69m(200 GSM PPMFwoven gee bag made up of VT 2000 Weight 310 gm, volume of filled bags 0.07cum, weight of filled Geo bag 130 kg with local sand including stitching four lines by approved Nylon thread with stitching machine and generator, Stacking and placing after loading, unloading and carriage with the help of trolley within 150 meter lead and boat all complete as per specification and direction of Engineer-in-charge |  | Bag | 242
River and Canal Protection Works | 16.54 | Providing, laying, & filling Geo Textile Tube of VT-3300, size 20 mx3.0m dia (cubic content 60 cum) made up of woven poly propylene multifilament, stacking and placing after loading, unloading and carriage with the help of trolley within 150 m lead and boat all complete as per specifications and direction of Engineer-in-charge. Specifications: Polymer: Polypropylene, woven with multifilament yarn in both Warp and weft direction, mass 330gm/sqm, tensile strength 80 KN/m, Elongation 25%, Trapezoidal Tearing strength 1600 N, Puncture strength 600N, permeability 18 1/sqm/s, Filling Port Length 2m and dia 0.50 m, Filling spacing 5 m Altemative: Providing laying and placing in position segment of a/b/c diameter UV Resistance Geotextile tubes as per design and drawing of High strength woven Geotextile made from polypropylene multifilament woven in both Warf and weft directions, with cover of UV protective pp tape woven Geotextile with pore size less than 0.075 millimetre and permeability greater than 9.00 litre/square metre/second conforming specification 15:1969 and ASTM standards placed parallel to high water line and duly filled with sea sand mechanically by sand dredging machine so as to act as main burnt and toe berm at offshore to hold accumulated sand on beach including all labour, plant, equipment and machinery required including shuttering and scaffolding as directed by Engineer-in-Charge of the work etc. complete. (Maharashtra PWD 2018-19)[Practical Manual for use of Technical Textiles in water resources works, Ministry of water Resources, River development and ganga Rejuvenation R& D Division] Note: Earthwork for seating of Geo-textile Tube, Supply and dumping of Boulders, Turfing etc if required are not included, and would be paid as per relevant items |  | Each | 296629
River and Canal Protection Works | 16.55 | Providing, laying, & filling P.P.Rope Gabian (1.8mx1.2mx0.5) 150x150 mm mesh, 9 mm dia, 4 strands, made up of woven Rope poly propylene multifilament, (42 gm/meter+8%) Woven Rope poly propylene multifilament, as per IS 5175-1992 (reaffirmed 1997), Tensile strength A' Rope 1560 kg breaking strength (Min) as per IS 7071 (Part 4): 1986 reaffirmed-1999, 'B' Rope NET 10000 kg/m breaking strength stacking and placing after loading, unloading and carriage with the help of trolley within 150 m lead and boat all complete as per specifications and direction of Engineer-in-charge |  | Each | 2574
River and Canal Protection Works | 16.56 | Providing, laying, & filling P.P.Rope Gabian (1.8mx1.8mx0.5) 150x150 mm mess size, made up of 9 mm x 4 strands (42 gm/meter+8%) Woven Rope poly propylene multifilament, as per IS 5175-1992 (reaffirmed 1997), Tensile strength A' Rope 1560 kg breaking strength (Min) as per IS 7071 (Part 4): 1986 reaffirmed-1999, 'B' Rope NET 10000 kg/m breaking strength stacking and placing after loading, unloading and carriage with the help of trolley within 150 m lead and boat all complete as per specifications and direction of Engineer-in-charge Note: Filling material like boulders or bricks will be paid extra as per relevant item Note: Alternative specifications and rates: Similar item from USoR of West Bengal: Supplying at site 9 mm polypropylene (PP) rope gabion (4-strand mesh size 75mm x 75mm) of size 2.0mx1 mx1m with intermediate partition at every 1 mas per specification, laying along sea/riverside toe of embankment, closing and locking the gabions, inter locking the adjoining gabions, after placement of full bricks/boulders inside, including cost of all materials (excluding bricks/boulders), labours, transportation to site by all means, all leads and lifts complete as per direction of the Engineer-in-charge. Note: Paragraph 2.9 under the Chapter of "Specification for Works· in the USoR shall be reproduced and included in the tender document as "Specification and Special Terms & Conditions for Polypropylene (PP) Rope Gabion", in case of use of this item in the estimate." runified Schedule of Rates' (USoR) of Irrigation & Waterways Department. (W.B)] 2018 Clearing Grass and Removal of Rubbish |  | Each | 4433
Road Works | 17.1 | Clearing grass and removal of rubbish up to a distance of 50 metres outside the periphery of the area, as per technical dause 201 of MORT&H specifications. By Manual Means Clearing and Grubbing Road Land |  | Hectare | 24577
Road Works | 17.2.1 | Clearing and grubbing road land including uprooting rank vegetation, grass, bushes, shrubs, saplings and trees girth up to 300 mm, removal of stumps of trees cut ear1ier and disposal of unserviceable materials and stacking of serviceable material to be used or auctioned, up to a lead of 1000 metres including removal and disposal of top organic soil not exceeding 150 mm in thickness, as per technical clause 201 of MORT&H specifications | In area of lightjungle (By Manual Means) | Hectare | 73951
Road Works | 17.2.2 | Clearing and grubbing road land including uprooting rank vegetation, grass, bushes, shrubs, saplings and trees girth up to 300 mm, removal of stumps of trees cut ear1ier and disposal of unserviceable materials and stacking of serviceable material to be used or auctioned, up to a lead of 1000 metres including removal and disposal of top organic soil not exceeding 150 mm in thickness, as per technical clause 201 of MORT&H specifications | In area of thorny jungle (By Manual Means) | Hectare | 108202
Road Works | 17.2.3 | Clearing and grubbing road land including uprooting rank vegetation, grass, bushes, shrubs, saplings and trees girth up to 300 mm, removal of stumps of trees cut ear1ier and disposal of unserviceable materials and stacking of serviceable material to be used or auctioned, up to a lead of 1000 metres including removal and disposal of top organic soil not exceeding 150 mm in thickness, as per technical clause 201 of MORT&H specifications | In area of lightj ungle (By Mechanical Means) | Hectare | 36271
Road Works | 17.2.4 | Clearing and grubbing road land including uprooting rank vegetation, grass, bushes, shrubs, saplings and trees girth up to 300 mm, removal of stumps of trees cut ear1ier and disposal of unserviceable materials and stacking of serviceable material to be used or auctioned, up to a lead of 1000 metres including removal and disposal of top organic soil not exceeding 150 mm in thickness, as per technical clause 201 of MORT&H specifications | In area of thomy jungle (By Mechanical Means) | Hectare | 44181
Road Works | 17.3 | Dismantling of flexible pavement by Mechanical Means Bituminous course |  | Cum | 236
Road Works | 17.4 | Scarifying Existing Bituminous Surface to a depth of 50 mm by Mechanical Means Scarifying the existing bituminous road surface to a depth of 50 mm and disposal of scarified material with in all lifts and lead up to 1000 metres, as per technical clause 202 of MORT&H specifications |  | Sqm | 7
Road Works | 17.5.1 | Compacting Original Ground | Compacting original ground below road crust Loosening of the ground up to a level of 500 mm below the road crust, watered, graded and compacted at OMC in layers to meet requirement of table 300-2 for embankment construction as per technical clause 305 of MORT&H specifications | Cum | 59
Road Works | 17.5.2 | Compacting Original Ground | Compacting original ground below embankment Loosening, levelling and Compacting original ground supporting embankment to facilitate placement of first layer of embankment, scarified to a depth of 150 mm, mixed with water at OMC and then compacted by rolling so as to achieve minimum dry density as given in Table 300-2 for embankment construction as per technical clause 305 of MORTH specifications | Cum | 24
Road Works | 17.5.3 | Compacting Original Ground | Compaction of Earthwork Compaction of & preparation of sub grade including loosening, levelling of earth 225 mm thick top layer, rough dressing of soil, final dressing of earth to give level, camber, watering, rolling with road roller, compacting the bed to achieve minimum dry density as given in the Table 3000-2 as per technical clause 305 of MORT&H specifications (in case of link roads earthwork to be done by villagers) | Sqm | 16
Road Works | 17.6 | Construction of Embankment with Material obtained from Borrow pits Construction of Embankment with approved material obtained from borrow pits, including compensation of earth, with all lifts and leads, transporting to site, spreading, grading to required slope and compacting to meet requirement of table 300-2, as per technical clause 305 of MORT&H specifications Note:- Compensation for earth will vary from place to place and will have to be assessed realistically as per particular ground situation. In case earth is available from Govt. land, compensation for earth will not be required. The position is required to be clearly stated in the cost estimate |  | Cum | 206
Road Works | 17.7 | Construction of Embankment with Material Deposited from Roadway Cutting or Excavation Construction of embankment with approved materials deposited at site from roadway cutting and excavation from drain and foundation of other structures graded and compacted to meet requirement of table 300-2.as per technical clause 305 of MORT&H specifications Note: In case the earth cutting is done by dozer and pushed for filling in the embankment, the input of dozer in the cost of embankment shall be deleted as the same is already provided in the cost of excavation. However, if the earth is dumped by tippers from roadway cutting, the input of dozer for spreading is required to be provided |  | Cum | 123
Road Works | 17.8.1 | Extra for laying earth/fly ash as per specifications in 20 cm layers and dressing but excluding the cost of rolling |  | Cum | 54
Road Works | 17.8.2 | Extra for watering the earth/fly ash laid in 20 cm layers as per specifications |  | Cum | 30
Road Works | 17.8.3 | Extra for rolling to specifications |  | Cum | 30
Road Works | 17.9.1 | Excavation for Roadway in Soil by Manual Means | Excavation for roadway in soil using manual means including carrying of cut earth to embankment site with all lifts and lead up to 50 m, as per technical clause 301 of MORT&H specifications Note:- In case there is a situation where the cross-section is of cut and fill and cut earth | Cum | 184
Road Works | 17.9.2 | Excavation for Roadway in Soil by Manual Means | Excavation For Roadway in Ordinary Rock by Manual Means Excavation in ordinary rock using manual means including loading in a truck and carrying of excavated material to embankment site with in all lifts and leads up to 1000 metres as per technical clause 301 of MORT&H specifications Note:- In case there is a situation where the cross-section is of cut and fill and cut earth is required to be used in embankment in the immediate vicinity, the item of carriage in the truck shall be omitted | Cum | 314
Road Works | 17.10.1 | Excavation for Roadway in Soil by Mechanical means and Tippers with Disposal up to 1000 metres | Excavation for roadwork in soil by mechanical means including cutting and loading in tippers, trimming bottom and side slopes, in accordance with requirements of lines, grades and cross sections, and transporting to the embankment location within all lifts and lead up to 1000m as per technical clause 301 of MORT&H specifications 17.10 Excavation for Roadway in Ordinary Rock by Mechanical means and Tippers with Disposal up to 1000 metres | Cum | 97
Road Works | 17.10.2 | Excavation for Roadway in Soil by Mechanical means and Tippers with Disposal up to 1000 metres | Excavation for roadway in ordinary rock with hydraulic excavator including cutting and loading in tippers, transporting to embankment site within all lifts and lead up to 1000 m, trimming bottom and side slopes in accordance with requirements of lines, grades and cross sections. 17.10 Excavation in Hard Rock (requiring blasting) with disposal up to 1000 metres | Cum | 123
Road Works | 17.10.3 | Excavation for Roadway in Soil by Mechanical means and Tippers with Disposal up to 1000 metres | Excavation for roadway in hard rock (requiring blasting) by drilling, blasting and breaking, trimming of bottom and side slopes in accordance with requirements of lines, grades and cross sections, loading and disposal of cut road with in all lifts and leads up to 1000 metres 17.10 Excavation in Hard Rock (controlled blasting) with disposal up to 1000 metres 17. 10.4 Excavation for roadway in hard rock with controlled blasting by drilling, blasting and breaking, trimming of bottom and side slopes in accordance with requirements of lines, grades and cross sections, loading and disposal of cut road with in all lifts and leads up to 1000 metres | Cum | 166
Road Works | 17.11 | Turfing with Sods Furnishing and laying of the live sods of perennial turf forming grass on embankment slope, verges or other locations shown on the drawing or as directed by the engineer including preparation of ground, fetching of sods and watering as per technical clause 308 of MORT&H specifications |  | Sqm | 39
Road Works | 17.12 | Seeding and Mulching Preparation of seed bed on previously laid top soil, furnishing and placing of seeds, fertilizer, mulching material, applying bituminous emulsion at the rate of 0.23 litres per sqm and laying and fixing jute netting, including watering for 3 months all as per technical clause 308 of MORT&H specifications |  | Sqm | 142
Road Works | 17.13 | Granular Sub-Base (Mix in place) Construction of granular sub-base by providing Material, spreading in uniform layers with motor grader on prepared surface, mixing by mix in place method with Rotavator at OMC, and compacting with vibratory roller to achieve the desired density, complete as per technical clause 401 of MORT&H technical specifications |  | Cum | 1225
Road Works | 17.14.1 | Granular Sub-Base with Close Graded Material· (Table:- 400-1) Plant mix method Construction of granular sub-base by providing Material as per Grading Ill (Table 400-1 of MORT&H 5th revision) mixing in a mechanical mix plant at OMC, carriage of mixed Material to work site, spreading in uniform layers with motor grader on prepared surface and compacting with vibratory power roller to achieve the desired density, complete as per technical clause 401 of MORT&H specifications | Grading I material | Cum | 1319
Road Works | 17.14.2 | Granular Sub-Base with Close Graded Material· (Table:- 400-1) Plant mix method Construction of granular sub-base by providing Material as per Grading Ill (Table 400-1 of MORT&H 5th revision) mixing in a mechanical mix plant at OMC, carriage of mixed Material to work site, spreading in uniform layers with motor grader on prepared surface and compacting with vibratory power roller to achieve the desired density, complete as per technical clause 401 of MORT&H specifications | Grading II material | Cum | 1329
Road Works | 17.14.3 | Granular Sub-Base with Close Graded Material· (Table:- 400-1) Plant mix method Construction of granular sub-base by providing Material as per Grading Ill (Table 400-1 of MORT&H 5th revision) mixing in a mechanical mix plant at OMC, carriage of mixed Material to work site, spreading in uniform layers with motor grader on prepared surface and compacting with vibratory power roller to achieve the desired density, complete as per technical clause 401 of MORT&H specifications | Grading Ill material | Cum | 1340
Road Works | 17.15.1 | Granular Sub-Base with Coarse Graded Material - Grading-I or II or Ill (Table:- 400-2) Construction of granular sub-base by providing coarse graded material, spreading in uniform layers with motor grader on prepared surface, mixing by mix in place method with Rotavator at OMC, and compacting with vibratory roller to achieve the desired density, complete as per clause 401.of MORT&H specifications | Grading I material | Cum | 1020
Road Works | 17.15.2 | Granular Sub-Base with Coarse Graded Material - Grading-I or II or Ill (Table:- 400-2) Construction of granular sub-base by providing coarse graded material, spreading in uniform layers with motor grader on prepared surface, mixing by mix in place method with Rotavator at OMC, and compacting with vibratory roller to achieve the desired density, complete as per clause 401.of MORT&H specifications | Grading II material | Cum | 1169
Road Works | 17.15.3 | Granular Sub-Base with Coarse Graded Material - Grading-I or II or Ill (Table:- 400-2) Construction of granular sub-base by providing coarse graded material, spreading in uniform layers with motor grader on prepared surface, mixing by mix in place method with Rotavator at OMC, and compacting with vibratory roller to achieve the desired density, complete as per clause 401.of MORT&H specifications | Grading Ill material Note:- Any one of the grading for material may be adopted as per design | Cum | 1169
Road Works | 17.16.2 | Lime Stabilisation for Improving Sub-grade Providing, Laying and spreading available soil in the sub-grade on a prepared surface, pulverising, mixing the spreading soil in place with Rotavator with 3 per cent slaked lime having minimum content of 70 per cent of Cao with motor grader and compacting with the road roller at OMC to achieve a desired dry density to form a layer of improved sub grade as per technical clause 402 of MORT&T specifications. 17. 16.1 By Mechanical Means Note:- Though vibratory roller is required only for 3 hours as per norms, but the same has to be available at site for 6 hours as other machines for spreading and mixing will take 6 hours. The usage rates of roller have been multiplied with a factor of 0.65 | By Manual Means | Cum | 411
Road Works | 17.17 | Lime Treated Soil for Sub- Base Providing, laying and spreading soil on a prepared sub grade, pulverising, mixing the spread soil in place with Rotavator with 3 per cent slaked lime with minimum content of 70 per cent of Cao, grading with motor grader and compacting with the road roller at OMC to achieve at least 98 per cent of the max dry density to form a layer of sub base as per technical clause 402 of MORT&H specifications |  | Cum | 465
Road Works | 17.18 | Cement Treated Soil Sub Basel Base Providing, laying and spreading soil on a prepared sub grade, pulverising, adding the designed quantity of cement to the spread soil, mixing in place with Rotavator, grading with the motor grader and compacting with the road roller at OMC to achieve the desired unconfined compressive strength and to form a layer of sub­ base/base as per technical clause 403 of MORT&H specifications |  | Cum | 710
Road Works | 17.19.1 | Cement Treated Crushed Rock or combination as per clause 403.2 and table 400.4in Sub base/ Base Providing, laying and spreading Material on a prepared sub grade, adding the designed quantity of cement to the spread Material, mixing in place with Rotavator, grading with the motor grader and compacting with the road roller at OMC to achieve the desired unconfined compressive strength and to form a layer of sub­ base/base as per technical clause 403 of MORT&H specifications | For Sub-Base course | Cum | 1720
Road Works | 17.19.2 | Cement Treated Crushed Rock or combination as per clause 403.2 and table 400.4in Sub base/ Base Providing, laying and spreading Material on a prepared sub grade, adding the designed quantity of cement to the spread Material, mixing in place with Rotavator, grading with the motor grader and compacting with the road roller at OMC to achieve the desired unconfined compressive strength and to form a layer of sub­ base/base as per technical clause 403 of MORT&H specifications | For Base course Note:- Quantities of aggregates provided under 'c' above are uncompacted quantities | Cum | 1752
Road Works | 17.20.1 | Making 50 mm x 50 mm Furrows Making 50 mm x 50 mm furrows, 45 degree to the centre line of the road and at one metre interval in the existing thin bituminous wearing coarse including sweeping and disposal of excavated material within 1000 metres lead as per technical clause 404 of MORT&H specifications | 25mm deep furrow cutting | Sqm | 5
Road Works | 17.20.2 | Making 50 mm x 50 mm Furrows Making 50 mm x 50 mm furrows, 45 degree to the centre line of the road and at one metre interval in the existing thin bituminous wearing coarse including sweeping and disposal of excavated material within 1000 metres lead as per technical clause 404 of MORT&H specifications | 50mm deep furrow cutting | Sqm | 10
Road Works | 17.21 | Inverted Choke Construction of inverted choke by providing, laying, spreading and compacting screening B type/ coarse sand of specified grade in uniform layer on a prepared surface with motor grader and compacting with power roller complete as per technical clause 404 of MORT&H specifications |  | Cum | 1125
Road Works | 17.22.1 | Water Bound Macadam Gr I | Water Bound Macadam Grading (without screenings for low volume roads (undesignated) Providing, laying, spreading and compacting stone aggregates of specific sizes to water bound macadam specification including spreading in uniform thickness, hand packing, rolling with 3 wheeled steel/ vibratory roller 8-10 tonnes in stages to proper grade and camber, applying and brooming requisite type of screening/ binding Materials to fill up the interstices of coarse aggregate, watering and compacting to the required density complete as per technical clause 404 of MORT&H specifications | Cum | 1162
Road Works | 17.22.2 | Water Bound Macadam Gr I | Water Bound Macadam Grading I with screening Type 'A' Providing, laying, spreading and compacting stone aggregates of specific sizes to water bound macadam specification including spreading in uniform thickness, hand packing, rolling with 3 wheeled steel/ vibratory roller 8-10 tonnes in stages to proper grade and camber, applying and brooming requisite type of screening/ binding Materials to fill up the interstices of coarse aggregate, watering and compacting to the required density complete as per technical clause 404 of MORT&H specifications | Cum | 1372
Road Works | 17.22.3 | Water Bound Macadam Gr I | Water Bound Macadam Grading I with crushable screenings Providing, laying, spreading and compacting stone aggregates of specific sizes to water bound macadam specification including spreading in uniform thickness, hand packing, rolling with 3 wheeled steel/ vibratory roller 8-10 tonnes in stages to proper grade and camber, applying and brooming requisite type of screening/ binding Materials to fill up the interstices of coarse aggregate, watering and compacting to the required density complete as per technical clause 404 of MORT&H specifications Grading-I Without screenings using Screening Type-A (13.2 mm aggregates) | Cum | 1395
Road Works | 17.23.1 | Water Bound Macadam Grading -II | Water Bound Macadam Grading II (without screenings for low volume roads (undesignated) Providing, laying, spreading and compacting stone aggregates of specific sizes to water bound macadam specification including spreading in uniform thickness, hand packing, rolling with 3 wheeled steel/ vibratory roller 8-1 0 tonnes in stages to proper grade and camber, applying and brooming requisite type of screening/ binding Materials to fill up the interstices of coarse aggregate, watering and compacting to the required density complete as per technical clause 404 of MORT&H specifications | Cum | 1162
Road Works | 17.23.2 | Water Bound Macadam Grading -II | Water Bound Macadam - II with Screening Type 'A' / Type B Providing, laying, spreading and compacting stone aggregates of specific sizes to water bound macadam specification including spreading in uniform thickness, hand packing, rolling with 3 wheeled steel/ vibratory roller 8-1 0 tonnes in stages to proper grade and camber, applying and brooming requisite type of screening/ binding Materials to fill up the interstices of coarse aggregate, watering and compacting to the required density complete as per technical clause 404 of MORT&H specifications | Cum | 1286
Road Works | 17.23.3 | Water Bound Macadam Grading -II | Water Bound Macadam - II with crushable screenings Providing, laying, spreading and compacting stone aggregates of specific sizes to water bound macadam specification including spreading in uniform thickness, hand packing, rolling with 3 wheeled steel/ vibratory roller 8-10 tonnes in stages to proper grade and camber, applying and brooming requisite type of screening/ binding Materials to fill up the interstices of coarse aggregate, watering and compacting to the required density complete as per technical clause 404 of MORT&H specifications | Cum | 1390
Road Works | 17.24 | Wet Mix Macadam Providing, laying, spreading and compacting graded stone aggregate to wet mix macadam specification including premixing the Material with water at OMC in mechanical mix plant carriage of mixed Material by tipper to site, laying in uniform layers with paver in sub- base / base course on well prepared surface and compacting with vibratory roller to achieve the desired density as per technical clause 406 of MORT&H specifications |  | Cum | 1315
Road Works | 17.25 | Prime Coat @ 0.85kg per sqm Providing and applying primer coat with bitumen emulsion on prepared surface of granular Base including clearing of road surface and spraying primer at the rate of 0.85 kg/sqm using mechanical means as per technical clause 503 of MORT&H specifications |  | Sqm | 42
Road Works | 17.26.1 | Providing and applying tack coat with bitumen emulsion using emulsion pressure distributor at the rate of 0.25 kg per sqm on the prepared bituminous/granular surface cleaned with mechanical broom as per technical clause 503 of MORT&H specifications |  | Sqm | 14
Road Works | 17.26.2 | Providing and applying tack coat with penetration grade bitumen VG - 10 using bitumen pressure distributor at the rate of 0.30 kg per sqm on the prepared bituminous/ granular surface cleaned with mechanical broom as per technical clause 503 of MORT&H specifications |  | Sqm | 18
Road Works | 17.26.3 | Providing and applying tack coat with penetration grade bitumen VG-10 pressure distributor at the rate of 1.0 kg per sqm on the prepared granular surface cleaned with mechanical broom as per technical clause 503 of MORT&H specifications |  | Sqm | 53
Road Works | 17.27.4 | Bituminous Macadam with batch type HMP | Grading II (19 mm Nominal size), for thickness 50-75 mm, Bitumen @ 3.4 % (continuous HMP type) Providing and laying bituminous macadam 50-75 mm thick with Batch type hot mix plant 100-120 TPH using crushed aggregates of specified grading premixed with bituminous binder VG -30 @3.4% transported to site, laid over a previously prepared surface with paver finisher to the required grade, level and alignment and rolled as per clauses 501.6 and 501. 7 to achieve the desired compaction complete as per technical clause 504 of MORT&H specifications Grading II (19 mm nominal size) Nota: -*1. Although the rollers are required only for 3 hours as per norms of output, but the same have to be available at site for six hours as the hot mix plant and paver will take six hours for mixing and paving the output of 450 tonnes considered in this analysis. To cater for the idle period of these rollers, their usage rates have been muttiplied by a factor of0.65. 2.Quantity of Bitumen has been taken for analysis purpose. The actual quantity will depend upon job mix formula. 3. Labour for traffic control, watch and ward and other miscellaneous duties at site including sundries have been included in administrative overheads of the contractor. 4. In case BM is laid over freshly laid tack coat, provision of Mechanical broom and 2 mazdoors for the same shall be deleted as the same has been included in the cost of lack coat | Cum | 5793
Road Works | 17.28 | Bituminous Penetration Macadam Construction of penetration macadam over prepared Base by providing a layer of compacted crushed coarse aggregate using chips spreader with alternate applications of bituminous binder and key aggregates and rolling with a smooth wheeled steel roller 8-10 tonne capacity to achieve the desired degree of compaction as per technical clause 505 of MORT&H specifications 17. 28.1 50m m thick 17. 28.2 75m m thick Note:-2 tippers and 2 roUers will be needed to match the capacity of chip spreader and front end loader |  | Sqm | 326
Road Works | 17.29 | Built-up-Spray Grout Providing, laying and rolling of built-up-spray grout layer over prepared base consisting of a two layer composite construction of compacted crushed coarse aggregates using motor grader for aggregates. key stone chips spreader may be used with application of bituminous binder after each layer, and with key aggregates placed on top of the second layer to serve as a Base conforming to the line, grades and cross-section specified, the compacted layer thickness being 75mm Nota: - 2 tippers will be needed to match the capacity of hydraulic chip spreader and front end loader |  | Sqm | 261
Road Works | 17.30.1 | Dense Graded Bituminous Macadam with Batch Type HMP | Dense Graded Bituminous Macadam 80 mm to 100 mm thickness (Grading I) Providing and laying 80mm -100 mm dense graded bituminous macadam with 100-120 TPH batch type HMP producing an average output of 75 tonnes per hour using crushed aggregates of specified grading, premixed with bituminous binder VG 30 @ 4.0% by weight of total mix and filler, transporting the hot mix to work site, laying with a hydrostatic paver finisher with sensor control to the required grade, level and alignment, rolling with smooth wheeled, vibratory and tandem rollers to achieve the desired compaction complete, as per technical clause No. 505 of MORT&H specifications | Cum | 6868
Road Works | 17.30.2 | Dense Graded Bituminous Macadam with Batch Type HMP | Dense Graded Bituminous Macadam 50 mm to 75 mm thickness (Grading II) Providing and laying 50mm - 75 mm dense graded bituminous macadam with 100-120 TPH batch type HMP producing an average output of 75 tonnes per hour using crushed aggregates of specified grading, premixed with bituminous binder VG 30 @ 4.5% by weight of total mix and filler, transporting the hot mix to work site, laying with a hydrostatic paver finisher with sensor control to the required grade, level and alignment, rolling with smooth wheeled, vibratory and tandem rollers to achieve the desired compaction complete, as per technical clause No. 505 of MORT&H specifications | Cum | 7456
Road Works | 17.31.1 | Bituminous Concrete with Batch type HMP | Bituminous Concrete 50 mm to 65 mm thickness (grading I) with 100-120 TPH batch type HMP Providing and laying 50 mm - 65 mm bituminous concrete with 100-120 TPH batch type hot mix plant producing an average output of 75 tonnes per hour using crushed aggregates of specified grading, premixed with bituminous binder VG - 30 @ 5.2% per cent of mix and filler, transporting the hot mix to work site, laying with a hydrostatic paver finisher with sensor control to the required grade, level and alignment, rolling with smooth wheeled, vibratory and tandem rollers to achieve the desired compaction complete in all respects as per technical clause 507 of MORT&H specifications as per MORTH specification | Cum | 8688
Road Works | 17.31.2 | Bituminous Concrete with Batch type HMP | Bituminous Concrete 30 mm to 45 mm thickness (grading II) with 100-120 TPH batch type HMP Providing and laying 30mm - 45 mm bituminous concrete with 100-120 TPH batch type hot mix plant producing an average output of 75 tonnes per hour using crushed aggregates of specified grading, premixed with bituminous binder VG - 30 @ 5.4% per cent of mix and filler, transporting the hot mix to work site, laying with a hydrostatic paver finisher with sensor control to the required grade, level and alignment, rolling with smooth wheeled, vibratory and tandem rollers to achieve the desired compaction complete as per technical clause 507 of per MORTH specifications | Cum | 8928
Road Works | 17.32.1 | Surface Dressing Providing and laying surface dressing as wearing course in single coat using crushed stone aggregates of specified size on a layer of bituminous binder VG - 10 laid on prepared surface and rolling with 8-10 tonne smooth wheeled steel roller complete as per technical clause 509 of MORT&H specifications | 19 mm nominal chipping size, with bitumen | Sqm | 80
Road Works | 17.32.2 | Surface Dressing Providing and laying surface dressing as wearing course in single coat using crushed stone aggregates of specified size on a layer of bituminous binder VG - 10 laid on prepared surface and rolling with 8-10 tonne smooth wheeled steel roller complete as per technical clause 509 of MORT&H specifications | 19 mm nominal chipping size, with Bituminous emulsion Note:- 1.Where the proposed aggregate fails to pass the stripping test, an approved adhesion agent may be added to tt,e binder as per clause 510.2.4. Altematively, chips may be pre-coated as per clause 510.2.5 2.lnput for the second coat, where required, will be tt,e same as per tt,e 1st coat mentioned above | Sqm | 101
Road Works | 17.33.1 | Open - Graded Premix Surfacing 20 mm U,ickness | Providing, laying and rolling of open - graded premix surfacing of 20 mm thickness composed of crushed stone aggregates of specified grading premixed in a continuous type of hot mix plant of appropriate capacity not less not less than 75 tonne per hour, with bituminous binder VG - 10 @ 1.46 kg per sqm, laid with Paver Finisher Mechanical and rolling with a smooth wheeled roller 8-10 tonne capacity, finished to required level and grades complete as per technical clause 510 of MORT&H specifications | Sqm | 113
Road Works | 17.33.2 | Open - Graded Premix Surfacing 20 mm U,ickness | Providing, laying and rolling of open - graded premix surfacing of 20 mm thickness composed of crushed stone aggregates of specified grading premixed in a continuous type of hot mix plant of appropriate capacity not less not less than 75 tonne per hour, with bituminous binder VG - 30 @ 1.46 kg per sqm, laid with Paver Finisher Mechanical and rolling with a smooth wheeled roller 8-10 tonne capacity, finished to required level and grades complete as per technical clause 510 of MORT&H specifications | Sqm | 114
Road Works | 17.34.1 | Close Graded Premix Surfacing/Mixed Seal Surfacing Surfacing 20 mm thickness (Type A) with VG-30 | Providing, laying and rolling of open - graded premix surfacing of 20 mm thickness Type A composed of crushed stone aggregates of specified grading premixed in a continuous type of hot mix plant of appropriate capacity not less not less than 75 tonne per hour, with bituminous binder VG - 30 @ 2.2 kg per sqm, laid with Paver Finisher Mechanical and rolling with a smooth wheeled roller 8-10 tonne capacity, finished to required level and grades complete as per technical clause 508 of MORT&H specifications | Sqm | 152
Road Works | 17.34.2 | Close Graded Premix Surfacing/Mixed Seal Surfacing Surfacing 20 mm thickness (Type A) with VG-30 | Providing, laying and rolling of open - graded premix surfacing of 20 mm thickness Type A composed of crushed stone aggregates of specified grading premixed in a continuous type of hot mix plant of appropriate capacity not less not less than 75 tonne per hour, with bituminous binder VG - 10 @ 2.2 kg per sqm, laid with Paver Finisher Mechanical and rolling with a smooth wheeled roller 8-10 tonne capacity, finished to required level and grades complete as per technical clause 508 of MORT&H specifications | Sqm | 150
Road Works | 17.35 | Close Graded Premix Surfacing/Mixed Seal Surfacing Surfacing 20 mm thickness (Type B) with VG-30 17. 35.1 Providing, laying and rolling of open - graded premix surfacing of 20 mm thickness Type B composed of crushed stone aggregates of specified grading premixed in a continuous type of hot mix plant of appropriate capacity not less not less than 75 tonne per hour, with bituminous binder VG - 30 @ 1.9 kg per sqm, laid with Paver Finisher Mechanical and rolling with a smooth wheeled roller 8-10 tonne capacity, finished to required level and grades complete as per technical clause 508 of MORT&H specifications |  | Sqm | 137
Road Works | 17.35.2 | Providing, laying and rolling of open - graded premix surfacing of 20 mm thickness Type B composed of crushed stone aggregates of specified grading premixed in a continuous type of hot mix plant of appropriate capacity not less not less than 75 tonne per hour, with bituminous binder VG - 10 @ 1.9 kg per sqm, laid with Paver Finisher Mechanical and rolling with a smooth wheeled roller 8-10 tonne capacity, finished to required level and grades complete as per technical clause 508 of MORT&H specifications. 17. 36 Seal Coat |  | Sqm | 135
Road Works | 17.36.1 | Seal Coat Type A with VG -10 Providing and laying seal coat Type A (liquid Seal Coat) sealing the voids in a bituminous surface using crushed stone aggregates and penetration grade bitumen VG- 1O @ 0.98 kg/sqm laid to the specified levels, grade and cross fall complete as per technical clause 511 of MORT&H specifications |  | Sqm | 62
Road Works | 17.36.2 | Seal Coat Type A with VG -30 Providing and laying seal coat Type A (liquid Seal Coat) sealing the voids in a bituminous surface using crushed stone aggregates and penetration grade bitumen VG- 30 @ 0.98 kg/sqm laid to the specified levels, grade and cross fall complete as per technical clause 511 of MORT&H specifications |  | Sqm | 61
Road Works | 17.36.3 | Type B with VG -10 bituminous binder Providing and laying of premix sand seal coat premixed in continuous type HMP of appropriate capacity not less than 75 tonnes/ hours using specified fine aggregates and penetration grade bitumen @0.68 kg/sqm laid to specified levels, grade and cross fall complete as per technical clause 511 of MORT&H specifications |  | Sqm | 44
Road Works | 17.36.4 | Type B with VG - 30 bituminous binder Providing and laying of premix sand seal coat premixed in continuous type HMP of appropriate capacity not less than 75 tonnes/ hours using specified fine aggregates and penetration grade bitumen @0.68 kg/sqm laid to specified levels, grade and cross fall complete as per technical clause 511 of MORT&H specifications. Note:- Since seal coat is required to be provided over the premix carpet on the same day, out of the 6 working hours of the HMP, 4.00 hours are proposed to be utilised for the premix carpet and the balance 2.00 hours for the seal coat. Hence 2.00 hours have been considered for this case. This may be linked to rate analysis worked out under clause 511 |  | Sqm | 45
Road Works | 17.37 | Mastic Asphalt Providing and laying 25 mm/ 50 mm thick mastic asphalt wearing course with paving grade bitumen 85/25 or VG - 30/40 @ 10.2%, fine aggregates, course aggregates, lime filler @ 17.92% of total, prepared by using mastic cooker and laid to required level and slope after cleaning the surface, including providing antiskid surface with bitumen precoated fine-grained hard stone chipping at an approximate spacing of 10 cm centre to centre in both directions, pressed into surface when the temperature of surfaces is not less than 1DDC, protruding 1 mm to 4 mm over mastic surface, all complete as per clause 516 of MORT&H specifications (5th Revision, 2013) Note:- 1.The rates for 50 mm & 40 mm thick layers may be worked out on pro-rata basis. 2.Where tack coat is required to be provided before laying mastic asphalt, the same is required to be measured and paid separately. 3.The quantities of binder, filler and aggregates are for estimating purpose. Exact quantities shall be as per mix design. 4.This rate analysis is based on design made by CRRI for a specific case and is meant for estimating purposes only. Actual design is required to be done for each case. 17. 38 Stone Matrix Asphalt (SMA) 50 mm thick Providing and laying 50 mm thick stone matrix asphalt (SMA) using stabilising additives @ 0.30% by weight in the mix, hydrated lime @ 100% using stone aggregate 20 mm, 10 mm and Drum type batch mixing plant as per standard job mix formula including additional aggregates of size 1 to 3 mm applied over the hot surface@ 1 to 2 kg per sqm immediately after compaction to achieve density of 2.3 gm per cc and Bitumen grade CRMB - 55@ 5.8% by weight complete as per HSR specifications Grading -1 (19 mm Nominal Size) |  | Sqm | 1017
Road Works | 17.39.1 | Slurry Seal Type I (2-3 mm thickness) Providing and laying slurry seal Type I 2-3 mm thickness consisting of a mixture of fine aggregates, portland cement filler, bituminous emulsion Grade SS2 @ 10.50% and water on a road surface including cleaning of surface, mixing of slurry seal in a suitable mobile plant, laying and compacting to provide even riding surface complete as per technical clause 512 of MORT&H specifications |  | Sqm | 63
Road Works | 17.39.2 | Slurry Seal Type II (4-6 mm thickness) Providing and laying slurry seal Type II 4-6 mm thickness consisting of a mixture of fine aggregates, portland cement filler, bituminous emulsion Grade SS2 @ 10.50% and water on a road surface including deaning of surface, mixing of slurry seal in a suitable mobile plant, laying and compacting to provide even riding surface complete as per technical clause 512 of MORT&H specifications |  | Sqm | 45
Road Works | 17.39.3 | Slurry Seal Type Ill (6-8 mm thickness) Providing and laying slurry seal Type II � mm thickness consisting of a mixture of fine aggregates, portland cement filler, bituminous emulsion SS2 @ 10.50% and water on a road surface including deaning of surface, mixing of slurry seal in a suitable mobile plant, laying and compacting to provide even riding surface complete as per technical clause 512 of MORT&H specifications |  | Sqm | 78
Road Works | 17.40 | Fog Spray Providing and applying low viscosity bitumen emulsion Grade SS-1@ 0.75 kg/sqm for sealing cracks less than 3 mm wide or incipient fretting or disintegration in an existing bituminous surfacing complete as per technical clause 513 of MORT&H specifications |  | Sqm | 37
Road Works | 17.41.1 | Crack Prevention Courses | Stress absorbing membrane (SAM) crack width less than 6 mm Providing and laying of a stress absorbing membrane over a cracked road surface, after cleaning the road using modified binder CRMB- 55 complying with clause 517, sprayed at the rate of 0.9 kg per sqm and spreading crushed stone aggregates of specified grading, spraying binder and spreading crushed stone aggregates, sweeping the surface for uniform spread of aggregates complete as per technical clause 517 of MORT&H specifications | Sqm | 60
Road Works | 17.41.2 | Crack Prevention Courses | Stress absorbing membrane (SAM) with crack width 6 mm to 9 mm Providing and laying of a stress absorbing membrane over a cracked road surface, after cleaning the road using modified binder CRMB- 55 complying with clause 517, sprayed at the rate of 1.1 kg per sqm and spreading crushed stone aggregates of specified grading, spraying binder and spreading crushed stone aggregates, sweeping the surface for uniform spread of aggregates complete as per technical clause 517 of MORT&H specifications | Sqm | 70
Road Works | 17.41.3 | Crack Prevention Courses | Stress absorbing membrane (SAM) crack width above 9 mm and cracked area above Providing and laying of a stress absorbing membrane over a cracked road surface, after cleaning the road using modified binder CRMB- 55 complying with clause 517, sprayed at the rate of 1.5 kg per sqm and spreading crushed stone aggregates of specified grading, spraying binder and spreading crushed stone aggregates, sweeping the surface for uniform spread of aggregates complete as per technical clause 517 of MORT&H specifications. Note:- In case 2nd coat is also required to be provided, material provided for the 2nd coat shall be as per table 500-47 | Sqm | 93
Road Works | 17.42 | Crack Prevention Courses (Bitumen impregnated geotextile) Providing and laying a bitumen impregnated geotextile layer after cleaning the road surface, laid over a tack coat of paving grade bitumen VG - 10 @1.05 kg per sqm complete as per technical clause 517 & 702 of MORT&H specifications. Note:- As bitumen overlay construction shall follow closely the fabric placement on the same day, an output of 3500 sqm only has been considered for the analysis which will cover a length of 500 m, of 7 m wide carriageway. This can be conveniently overlaid by a bituminous course in a day |  | Sqm | 116
Road Works | 17.43.1 | Laying of recycled Bituminous Pavement with Central Recycling Plant upto 75mm | Providing & laying 50 mm - 75 mm DBM using the reclaimed material to the extent of 30% per cent of the required quantity after carrying out necessary check and evaluation, adding fresh mateerial including rejuvenation as required, grade, level and thickness, all as specified in clause No.519. (5th revision) 2013 using bitumen VG-30 (minimum Bitumen content 4.50% i/c bitumen of retrieved material as per job mix formula) using 100-120 TPH batch type hot mix plant with appropriate arrangement for use of R.A.P, appropriate roller and with hydraulic paver finisher with sensor control to the required grade. The milled material to be used in DBM shall be minimum 80% of the theoretical quantity. Note:- If bitumen required is more than 4.50% as per job mix formula, no extra payment will be paid. Extra bitumen required will be considered as incidental to work. Milling on Bituminous Surface | Cum | 6102
Road Works | 17.43.2 | Laying of recycled Bituminous Pavement with Central Recycling Plant upto 75mm | Dismantling of existing damaged Bitumen surface by cold Milling Machine up to 50 mm depth and hauling the milled material up to 10 km and stacking at nearest recycling Plant site CEMENT CONCRETE PAVEMENTS | Cum | 760
Road Works | 17.44 | Dry Lean Cement Concrete Sub- base Construction of dry lean cement concrete Sub­ base over a prepared sub-grade with coarse and fine aggregate conforming to IS: 383, the size of coarse aggregate not exceeding 25 mm, aggregate cement ratio not to exceed 15: 1, aggregate gradation after blending to be as per table 600-1, cement content not to be less than 150 kg/ cum, optimum moisture content to be determined during trial length construction, concrete strength not to be less than 10 Mpa at 7 days, mixed in a batching plant, transported to site, laid with a paver with electronic sensor, compacting with 8-10 tonnes vibratory roller, finishing and curing, as per clause 601 of MORT&H specifications Note:- Quantity provided for aggregate is for estimating purpose. Exact quantity shall be as per mix design |  | Cum | 2304
Road Works | 17.45 | Cement Concrete Pavement Construction of un-reinforced M-40 grade concrete pavement with dowel jointed, over a prepared sub base with 43 grade OPC cement concrete coarse and fine aggregate conforming to IS 383, maximum size of coarse aggregate not exceeding 25 mm, mixed in a fully computerised batching and mixing plant as per approved mix design, transported to site in transit mixer with a fixed form or slip form paver, spread, compacted and finished in a continuous operation including provision of contraction, expansion, construction and longitudinal joints, joint filler, separation membrane, sealant primer, joint sealant, debonding strip, dowel bar, tie rod, admixtures as approved, curing compound, finishing to lines and grades as per drawing, complete as per clause 602 of MORT&H specifications |  | Cum | 5901
Road Works | 17.48 | Rolled Cement Concrete Base Construction of rolled cement concrete base course with coarse and fine aggregate conforming to IS:383, the size of coarse aggregate not exceeding 25 mm with minimum, aggregate cement ratio 15:1 and minimum cement content of 200 kg/cum, aggregate gradation to be as per table 600-4 after blending, mixing in batching plant at optimum moisture content, transporting to site, laying with a paver with electronic sensor, compacting with 8-10 tonnes smooth wheeled vibratory roller to achieve, the designed flexural strength, finishing and curing as per technical clause 603 of MORT&H specifications Note: - The quantities for cement, coarse aggregate and fine aggregates are for estimating only.The exact quantities will be as per mix design. MAINTENANCE OF ROADS 17.47 Restoration of Rain Cuts Restoration of rain cuts with soil, moorum, gravel or a mixture of these, clearing the loose soil, benching for 300 mm width, laying fresh material in layers not exceeding 250 mm and compacting with plate compactor or power rammers to restore the original alignment, levels and slopes, as per dause 3002 of MORT&H specifications Note: - Only 75 per cent of fresh material has bean provided as 25 per cent can be retrieved at site from earth that is flown down tha slope in the form of slurry and deposited at the foot of thara in cuts 17.48 Maintenance of Earthen Shoulder (filling with fresh soil) Making up loss of material/ irregularities on shoulder to the design level by adding fresh approved soil and compacting it with appropriate equipment as per technical clause 3003 of MORT&H specifications |  | Cum | 2609
Road Works | 17.49 | Maintenance of Earth Shoulder (stripping axcass soil) Stripping excess soil from the shoulder surface to achieve the approved level and compacting with plate compactor, as per clause 3003 of MORT&H specifications Note: - The earth stripped from earthen shoulders to be dumped on the side slopes locally for disposal. 17. 50 Patch Work with close graded Premix Surfacing/Mixed seal Surfacing 20 mm thickness (Type B) Providing and laying patch work with close graded premixed surfacing material of 20 mm thickness Type B using penetration grade Bitumen VG - 10 @ 1.9 kg per sqm and crushed aggregates of specified grading after trimming the pot holes, removal of failed material, including mixing in a continuous type of HMP, carriage of mixed material and rolling with a smooth wheeled roller to match the adjoining surface complete as per technical clause 508 of MORT&H specifications |  | Cum | 452
Road Works | 17.51 | Patch work Seal coat Type B Providing and laying of premix sand seal coat premixed in continuous type HMP of appropriate capacity not less than 75 tonnes/ hours using specified fine aggregates and penetration grade bitumen @0.68 kg/sqm laid to specified levels, grade and cross fall complete as per technical clause 511 of MORT&H specifications. 17. 52 Patch work with Bituminous Macadam 50 to 75 mm thickness (grading II) Providing and laying bituminous macadam 80- 100 mm thick with continuous type HMP 40 -60 TPH using crushed aggregates of specified grading premixed with bituminous binder VG - 30 @3.4% transported to site, laid over a previously prepared surface with paver finisher to the required grade, level and alignment and rolled to achieve the desired compaction complete as per technical dause 504 of MORT&H specifications Grading II (19 mm nominal size) |  | Sqm | 52
Road Works | 17.53 | Patch work with Water Bound Macadam Grading - II (with screening) 17. 53.1 Providing, laying patchwork with stone aggregates of Grading - II laid to water bound macadam specifications after trimming the pot holes, removal of failed material, hand packing, applying and brooming requisite type of screening/binding materials to fill up the interstices of coarse aggregates, watering, and rolling with smooth wheeled roller 8 - 1 O tonne to match the adjoining surface complete as per technical clause 404 of MORT&H specifications 17.53 Patch work with Water Bound Macadam Grading - II (without screening) |  | Cum | 1561
Road Works | 17.53.2 | Providing, laying patchwork with stone aggregates of Grading - II laid to water bound macadam specifications after trimming the pot holes, removal of failed material, hand packing, applying and brooming requisite type of screening/binding materials to fill up the interstices of coarse aggregates, watering, and rolling with smooth wheeled roller 8 - 1 O tonne to match the adjoining surface complete as per technical clause 404 of MORT&H specifications |  | Cum | 1436
Road Works | 17.54 | Filling Pot-holes and Patch Repairs with Bituminous concrete, 40mm. Removal of all failed material, trimming of completed excavation to provide firm vertical faces, cleaning of surface, painting of tack coat on the sides and base of excavation as per clause 503, back filling the pot holes with hot bituminous material as per clause 504, compacting, trimming and finishing the surface to form a smooth continuous surface, all as per clause 3004.2 of MORT&H specifications Grading l -19mm(Nominal size) Grading-1113mm (Nominal size) Note: - For detailed working of quantities of aggregates, refer item 5.8 of chapter 5 |  | Sqm | 346
Road Works | 17.55 | Crack Filling Filling of crack using slow - curing bitumen emulsion and applying crusher dust in case crack are wider than 3mm as per clause 3004.3.3 of MORT&H specifications |  | Metre | 4
Road Works | 17.56 | Dusting Applying crusher dust to areas of road where bleeding of excess bitumen has occurred as per clause 3004.4 of MORT&H specifications |  | Sqm | 2
Road Works | 17.57 | Repair of Joint Grooves with Epoxy Mortar Repair of spalled joint grooves of contraction joints, longitudinal joints and expansion joints in concrete pavements using epoxy mortar or epoxy concrete as per clause 3005. of MORT&H specifications |  | Metre | 605
Road Works | 17.58 | Repair of old Joints Sealant Removal of existing sealant and re sealing of contraction, longitudinal or expansion joints in concrete pavement with fresh sealant material, as per technical clause 3005 of MORT&H specifications |  | Metre | 53
Road Works | 17.59 | Hill Side Drain Clearance Removal of earth from the choked hill side drain and disposing it on the valley side manually, as per technical clause 3000 of MORT&H specifications |  | Metre | 51
Road Works | 17.60 | Land Slide Clearance in soil Clearance of land slides in soil and ordinary rock by a bull-dozer D 80 A-12, 180 HP and disposal of the same on the valley side, as per technical clause 3000 of MORT&H specifications Note: - Land Slide clearance involves pushing of loose earth slided on the road surface from hill face on the valley side. Since no cutting of original ground is involved, the output of dozer has been taken as 60 cum per hour for soil, ordinary rock and blasted hard rock. However, if there are objection to disposing of earth on valley side, additional resources for its disposal shall be considered as per site conditions |  | Cum | 62
Road Works | 17.61.1 | Providing and Laying 600 mm dia Reinforced Cement Concrete Pipe NP3 / NP-4P /prestressed Concrete Pipe on First Class Bedding in Single Row Providing and Laying Reinforced cement concrete pipe NP3 /NP-4/prestressed concrete pipe for culverts on first class bedding of granular material in single row including fixing collar with cement mortar 1: 2 but excluding excavation, protection works, backfilling, concrete and masonry works in head walls and parapets 1000 mm dia, as per clause 2900 of MORT&H specifications |  | Metre | 2869
Road Works | 17.61.2 | Providing and Laying 600 mm dia Reinforced Cement Concrete Pipe NP3 / NP-4P /prestressed Concrete Pipe on First Class Bedding in Double Row Providing and Laying Reinforced cement concrete pipe NP3 /NP-4/prestressed concrete pipe for culverts on first class bedding of granular material in single row including fixing collar with cement mortar 1:2 but excluding excavation, protection works, backfilling, concrete and masonry works in head walls and parapets 1000 mm dia, as per clause 2900 of MORT&H specifications |  | Metre | 5781
Road Works | 17.62.1 | Providing and Laying 1000 mm dia Reinforced Cement Concrete Pipe NP4 I Prestressed Concrete Pipe on First Class Bedding in Single Row | Providing and Laying Reinforced cement concrete pipe NP4/prestressed concrete pipe for culverts on first class bedding of granular material in single row including fixing collar with cement mortar 1:2 but excluding excavation, protection works, backfilling, concrete and masonry works in head walls and parapets 1000 mm dia, as per clause 2900 of MORT&H specifications 17. 62 Providing and Laying 1200 mm Reinforced Cement Concrete Pipe NP4 / Prestressed Concrete Pipe on First Class Bedding in Single Row | Metre | 6304
Road Works | 17.62.2 | Providing and Laying 1000 mm dia Reinforced Cement Concrete Pipe NP4 I Prestressed Concrete Pipe on First Class Bedding in Single Row | Providing and Laying Reinforced cement concrete pipe NP4/prestressed concrete pipe for culverts on first class bedding of granular material in single row including fixing collar with cement mortar 1:2 but excluding excavation, protection works, backfilling, concrete and masonry works in head walls and parapets 1200 mm dia, as per clause 2900 of MoRTH specifications | Metre | 7354
Road Works | 17.63.1 | Providing and Laying 1000 mm dia Reinforced Cement Concrete Pipe NP3/ Prestressed Concrete Pipe on First Class Bedding in Single Row | Providing and Laying Reinforced cement concrete pipe NP3/prestressed concrete pipe for culverts on first class bedding of granular material in single row including fixing collar with cement mortar 1:2 but excluding excavation, protection works, backfilling, concrete and masonry works in head walls and parapets 1000 mm dia as per clause 2900 of MORT&H specifications 17.63 Providing and Laying 1200 mm dia Reinforced Cement Concrete Pipe NP3/ Prestressed Concrete Pipe on First Class Bedding in Single Row | Metre | 6304
Road Works | 17.63.2 | Providing and Laying 1000 mm dia Reinforced Cement Concrete Pipe NP3/ Prestressed Concrete Pipe on First Class Bedding in Single Row | Providing and Laying Reinforced cement concrete pipe NP3/prestressed concrete pipe for culverts on first class bedding of granular material in single row including fixing collar with cement mortar 1:2 but excluding excavation, protection works, backfilling, concrete and masonry works in head walls and parapets 1200 mm dia, as per clause 2900 of MORT&H specifications | Metre | 7741
Road Works | 17.64.1 | Providing and Laying 1000 mm dia Reinforced Cement Concrete Pipe NP4 I Prestressed Concrete Pipe on First Class Bedding in Double Row • | Providing and Laying Reinforced cement concrete pipe NP4 / prestressed concrete pipe for culverts on first class bedding of granular material in double row including fixing collar with cement mortar 1:2 but excluding excavation, protection works, backfilling, concrete and masonry works in head walls and parapets as per clause 2900 of MORT&H specifications 17.64 Providing and Laying 1200 mm dia Reinforced Cement Concrete Pipe NP4 I Prestressed Concrete Pipe on First Class Bedding in Double Row | Metre | 12825
Road Works | 17.64.2 | Providing and Laying 1000 mm dia Reinforced Cement Concrete Pipe NP4 I Prestressed Concrete Pipe on First Class Bedding in Double Row • | Providing and Laying Reinforced cement concrete pipe NP4 / prestressed concrete pipe for culverts on first class bedding of granular material in double row including fixing collar with cement mortar 1:2 but excluding excavation, protection works, backfilling, concrete and masonry works in head walls and parapet as per clause 2900 of MORT&H specifications | Metre | 14940
Road Works | 17.65.1 | Providing and Laying 1000 mm dia Reinforced Cement Concrete Pipe NP3 I Prestressed Concrete Pipe on First Class Bedding in Double Row | Providing and Laying Reinforced cement concrete pipe NP3/ prestressed concrete pipe for culverts on first class bedding of granular material in double row including fixing collar with cement mortar 1:2 but excluding excavation, protection works, backfilling, concrete and masonry works in head walls and parapets as per clause 2900 of MORT&H specifications 17.65 Providing and Laying 1200 mm dia Reinforced Cement Concrete Pipe NP3 I Prestressed Concrete Pipe on First Class Bedding in Double Row | Metre | 12825
Road Works | 17.65.2 | Providing and Laying 1000 mm dia Reinforced Cement Concrete Pipe NP3 I Prestressed Concrete Pipe on First Class Bedding in Double Row | Providing and Laying Reinforced cement concrete pipe NP3/ prestressed concrete pipe for culverts on first class bedding of granular material in double row including fixing collar with cement mortar 1:2 but excluding excavation, protection works, backfilling, concrete and masonry works in head walls and parapets as per clause 2900 of MORT&H specifications Notes: For item no. 17.63 to 17.65 1. In case of cement cradle bedding, quantity of PCC M15 is to be calculated as per design and priced separately and added. 2. The rate analysis does not include excavation, cement /masonry works in head walls, backfilling, protection works and parapet walls. The same are to be calculated as per approved design and drawings and priced separately on rates available under respective sections | Metre | 15715
Road Works | 17.66.1 | Rectangular Concrete Block Pavement | Providing and laying of cement concrete blocks of size 0.450 m x 0.300 m x 0.15 m of cement concrete (C.C) M30 grade and spreading 25 mm thick sand underneath filling joints with sand on existing W.B.M. base as per technical specification clause 1503 | Cum | 6428
Road Works | 17.67 | Removal of existing CC Block |  | Cum | 500
Road Works | 17.68 | Relaying of available (removed and stacked) C.C. Block M-30 Size 450x300x150mm |  | Cum | 409
Road Works | 17.69.1 | Interlocking Concrete Block Pavement | Providing and Laying 100 mm thick ISi marked lntertocking Paver Blocks conforming to IS 15658:2006/IRC SP 63: 2004 of all shapes and colours in design mix cement M 50 over the bed of 30 mm thick fine sand complete in all respect | Sqm | 766
Road Works | 17.69.2 | Interlocking Concrete Block Pavement | Providing and Laying 80 mm thick ISi marked lntertocking Paver Blocks conforming to IS 15658:2006/IRC SP 63: 2004 of all shapes and colours in design mix cement M 40 over the bed of 30 mm thick fine sand complete in all respect | Sqm | 680
Road Works | 17.69.3 | Interlocking Concrete Block Pavement | Providing and Laying 60 mm thick ISi marked lntertocking Paver Blocks conforming to IS 15658:2006/IRC SP 63: 2004 of all shapes and colours in design mix cement M 35 over the bed of 25 mm thick fine sand complete in all respect | Sqm | 589
Road Works | 17.70 | Removal of existing IPB by manual means and disposal of dismantled material with all lifts and up to a lead of 1000 m as per technical specification clause 202.3 |  | Sqm | 76
Road Works | 17.71 | Relaying of available (removed and stacked) Interlocking Paver Block Pavement having thickness 1 OOmm/80 mm/ 60 mm (average = 80mm) as per drawings and Technical Specification Clause 1504 Unreinforced Vaccum Concrete Pavement |  | Sqm | 74
Road Works | 17.72 | Construction of unreinforced plain cement concrete pavement in M-30 mix design over a prepared sub base with OPC 43 grade conforming to IS:383 mixed with concrete mixer using batch type concrete mixer as per IS:1791, laid in position, compacted with needle vibrator, screed vibrator and plate vibrator, dewatering of free water with vaccum pump, finishing the surface with power floater, finishing to required lines and grades as per drawings and technical clause 1501 of MORTH specifications |  | Cum | 5523
Road Works | 17.73 | Construction of unreinforced plain cement concrete pavement in M-25 mix design over a prepared sub base with OPC 43 grade conforming to IS:383 mixed with concrete mixer using batch type concrete mixer as per IS:1791, laid in position, compacted with needle vibrator, screed vibrator and plate vibrator, dewatering of free water with vaccum pump, finishing the surface with power floater, finishing to required lines and grades as per drawings and technical clause 1501 of MORTH specifications BRICK MASONRY |  | Cum | 5457
Miscellaneous (Buildings) | 18.1 | Brick work with common burnt clay bricks of class designation 7.5 in mud mortar STONE MASONRY |  | Cum | 4091
Miscellaneous (Buildings) | 18.2 | Extra for stone work (veneer work) curved on plan with a mean radius not exceeding 6 m |  | Cum | 779
Miscellaneous (Buildings) | 18.3 | Providing and fixing stone dowels 1O x5x2.50 cm cut to double wedge shape as per design in cement mortar 1:2 (1 cement: 2 coarse sand), including making the necessary chases. ROOFING |  | Each | 19
Miscellaneous (Buildings) | 18.4 | Providing, erecting, laying and fixing in position in 3.5 to 4 mm thick bamboo mat corrugated sheet (BMCS) as per IS: 15476-2004 in roofing with self drilling screws along with EPDM washers complete or with galvanized iron J or L hooks 8mm dia G.I. plain and bitumen washers etc, all complete as per direction of Engineer-in-Charge |  | Sqm | 4938
Miscellaneous (Buildings) | 18.5 | Providing and fixing in position ridges of 3.5 to 4 mm thick bamboo mat ridge cap (BMRC) as per IS: 15476-2004 in roofing with self drilling screws along with EPDM washers complete or with galvanized iron J or L hooks 8mm dia G.I. plain and bitumen washers etc, all complete as per direction of Engineer- in-Charge |  | Metre | 3997
Miscellaneous (Buildings) | 18.6 | Providing and fixing at all height false ceiling of 4mm thick phenol bonded Bamboo Mat board (595x595mm) conforming to IS:13958-1994 including providing and fixing of frame work made of GI angle 25x25x0.4 mm thick all around suitably fixed to wall with the help of dash fastener and hanger frame (600x600 c/c) made GI slotted Tee having powder coating on bottom side (30x25x0.3 mm thick for main member & 25x25x0.3 mm for cross member) connected to ceiling with 2.64mm GI wire and anchor fastener at every junction and also including cost of making openings for light fittings, grills, diffusers, cut outs made with frame of perimeter channels suitably fixed all complete as per direction of Engineer-in-charge. FLOORING & DADOS |  | Sqm | 2943
Miscellaneous (Buildings) | 18.7 | Providing & fixing in position Phenol bonded Bamboo wood flooring with planks of sizes 14mm thick, 1800mm length (minimum) and 130 mm wide(minimum), in approved colour, texture and finish, having Performance Appraisal Certificate (PAC) issued by Building Materials & Technology Promotion Council (BMTPC). The flooring shall be fixed with tongue and groove interlocking system, with underlayment of 4mm thick expanded polyethylene foam sheets having density 40kg/cum, over prepared surface with necessary quarter round planks of size 1900mm x 18mm and door reducer of size 1900mm x 44mm, wherever required. The bamboo wood planks shall have minimum density of 1000 kg/cum & minimum Hardness 1000 kgf. with Eco friendly UV coating, all complete as per direction of the Engineer in-charge |  | Sqm | 5093
Miscellaneous (Buildings) | 18.8 | Providing & fixing in position Phenol bonded Bamboo wood in wall skirting with planks of sizes 14mm thick, 1900mm length (minimum) and 85mm wide(minimum), in approved colour, texture and finish, having Performance Appraisal Certificate (PAC) issued by Building Materials & Technology Promotion Council (BMTPC). The skirting shall be fixed with SS screws & rawl plugs, over underlayment of 4mm thick, expanded polyethylene foam sheets having 40kg/cum density over prepared surface. The bamboo wood planks shall have minimum density of 1 OOOkg/cum & minimum Hardness 1000 kgf. with Eco friendly UV coating, all complete as per direction of the Engineer in-charge. WOODWORK |  | Sqm | 4911
Miscellaneous (Buildings) | 18.9.1 | Providing beams including hoisting, fixing in position and applying wood preservative for the unexposed surfaces, etc. complete with | Sal wood | Cum | 85085
Miscellaneous (Buildings) | 18.9.2 | Providing beams including hoisting, fixing in position and applying wood preservative for the unexposed surfaces, etc. complete with | Hollockwood | Cum | 51968
Miscellaneous (Buildings) | 18.10 | Providing and fixing panelling or panelling and glazing in panelled or panelled and glazed shutters for doors, windows and clerestory windows ( area of opening for panel inserts excluding portion inside grooves or rebated to be measured). Panelling for panelled and glazed shutters 25mm to 40mm thick: Pre-laminated with decorative lamination on both side exterior Grade - I MDF Board 12 mm thick confirming to IS:14587 |  | Sqm | 1153
Miscellaneous (Buildings) | 18.11.1 | Providing and fixing Pre -laminated medium density fibre board exterior grade (Grade-I) IS:14587:1998 marked, to frame, backing or studding with screws etc. complete ( Frames, backing or studding to be paid separately) | Pre-laminated with decorative lamination on both side exterior Grade- I MDF Board 12 mm thick confirming to IS:14587 | Sqm | 727
Miscellaneous (Buildings) | 18.11.2 | Providing and fixing Pre -laminated medium density fibre board exterior grade (Grade-I) IS:14587:1998 marked, to frame, backing or studding with screws etc. complete ( Frames, backing or studding to be paid separately) | Pre-laminated with decorative lamination on both side exterior Grade- I MDF Board 18 mm thick confirming to IS:14587 | Sqm | 914
Miscellaneous (Buildings) | 18.12.1 | Providing and fixing Pre-laminated medium density fibre board IS: 14587:1998 marked, with one side decorative lamination other side balancing lamination Grade-l(exterior grade) in shelves with screws and fittings wherever required, edges to be sealed with PVC edge bending tape 2.00 mm thick of approved brand (fittings to be paid separately) | Pre-laminated with decorative lamination one side and other side balancing lamination exterior Grade - I MDF Board 18 mm thick confirming to 15:14587 | Sqm | 1023
Miscellaneous (Buildings) | 18.12.2 | Providing and fixing Pre-laminated medium density fibre board IS: 14587:1998 marked, with one side decorative lamination other side balancing lamination Grade-l(exterior grade) in shelves with screws and fittings wherever required, edges to be sealed with PVC edge bending tape 2.00 mm thick of approved brand (fittings to be paid separately) | Pre-laminated with decorative lamination one side and other side balancing lamination exterior Grade - I MDF Board 25 mm thick confirming to 15:14587 | Sqm | 1426
Miscellaneous (Buildings) | 18.13.1 | Providing and fixing in wall lining medium density fibre board IS: 14587:1998 marked, Pre-laminated one side decorative lamination and other side balancing lamination, with necessary fixing arrangement and screws etc. complete | 12 mm thick | Sqm | 891
Miscellaneous (Buildings) | 18.13.2 | Providing and fixing in wall lining medium density fibre board IS: 14587:1998 marked, Pre-laminated one side decorative lamination and other side balancing lamination, with necessary fixing arrangement and screws etc. complete | 18 mm thick | Sqm | 1084
Miscellaneous (Buildings) | 18.13.3 | Providing and fixing in wall lining medium density fibre board IS: 14587:1998 marked, Pre-laminated one side decorative lamination and other side balancing lamination, with necessary fixing arrangement and screws etc. complete | 25 mm thick | Sqm | 1443
Miscellaneous (Buildings) | 18.14 | Providing and fixing 25mm thick pre-laminated medium density fibre board exterior grade ( Grade-I) IS:14587:1998 marked with one side decorative and other side balancing lamination for cupboard shutters edges to be sealed with PVC edge bending tape 2.00 mm thick of approved brand including ISi marked nickel plated bright finishing M.S. piano hinges conforming to 15:3818 marked with necessary screw etc all complete |  | Sqm | 1509
Miscellaneous (Buildings) | 18.15.1 | Providing and fixing skirting with Pre-laminated medium density fibre board exterior grade (Grade-I) conforming to IS: 14587:1998 marked, with (one side decorative and other side balancing lamination and edges to be sealed with PVC edge bending tape 2.00 mm thick of approved brand with necessary fixing arrangements and screws, including drilling necessary holes for rawl plugs etc. all complete | 18 mm thick | Sqm | 1611
Miscellaneous (Buildings) | 18.15.2 | Providing and fixing skirting with Pre-laminated medium density fibre board exterior grade (Grade-I) conforming to IS: 14587:1998 marked, with (one side decorative and other side balancing lamination and edges to be sealed with PVC edge bending tape 2.00 mm thick of approved brand with necessary fixing arrangements and screws, including drilling necessary holes for rawl plugs etc. all complete | 25 mm thick. DOORS & WINDOWS | Sqm | 2032
Miscellaneous (Buildings) | 18.16 | Providing & fixing in position Phenol bonded Bamboo wood panelled or panelled and glazed shutters for doors windows, clerestory windows with pre­ molded 30mm thick planks, in approved colours, texture & finished. It shall have 10mm wide, 25mm deep grove to fit in panels. The bamboo wood shall have minimum density of 1000 kg/cum, minimum Hardness 1000 kgf. All styles and rails shall have profiled interlocking system locked in place by bamboo pins, all complete as per direction of Engineer in charge. (The panelling will be paid for separately) |  | Sqm | 5147
Miscellaneous (Buildings) | 18.17 | Providing & fixing in position Phenol bonded Bamboo wood panelling of 10mm thick, in 25 to 40 mm thick panelled or panelled & glazed shutters for doors, windows, clerestory windows, in approved colour, texture & finish. The bamboo wood planks shall have minimum density of 1000 kg/cum & minimum Hardness 1000 kgf. The panels shall have profiled interlocking system locked in place with bamboo pins all complete as per direction of the Engineer in-charge. (area of opening for panel inserts excluding portion inside grooves or rebates to be measured) |  | Sqm | 3058
Miscellaneous (Buildings) | 18.19 | Providing and fixing concealed hinge of approved quality for 19-20mm thick door with stainless steel screws complete PARTITIONS |  | Each | 92
Miscellaneous (Buildings) | 18.20 | Providing and laying Gypsum panel partitions 100 mm thick with water proof Gypsum panels of size 666x500x100 mm, made of calcite phosphor Gypsum fixed with tongue and groove, jointed with bonding plaster as per manufacturer's specifications in superstructure above plinth level up to floor IV level. Gypsum blocks will have a minimum compressive strength of 9.3 kg/cm2 |  | Sqm | 783
Miscellaneous (Buildings) | 18.21 | Extra for Gypsum panel Partitions in superstructure above floor IV level for every three floors or part thereof |  | Sqm | 41
Miscellaneous (Buildings) | 18.22.1 | Providing and fixing at Bamboo Mat board confonning to IS:13958-1994 for partition to frame by bucking or studding with screws etc. complete (Frames, | 3mm thickness | Sqm | 2196
Miscellaneous (Buildings) | 18.22.2 | Providing and fixing at Bamboo Mat board confonning to IS:13958-1994 for partition to frame by bucking or studding with screws etc. complete (Frames, | 4mm thickness | Sqm | 2531
Miscellaneous (Buildings) | 18.22.3 | Providing and fixing at Bamboo Mat board confonning to IS:13958-1994 for partition to frame by bucking or studding with screws etc. complete (Frames, | 6mm thickness | Sqm | 3044
Miscellaneous (Buildings) | 18.22.4 | Providing and fixing at Bamboo Mat board confonning to IS:13958-1994 for partition to frame by bucking or studding with screws etc. complete (Frames, | 9mm thickness | Sqm | 3891
Miscellaneous (Buildings) | 18.22.5 | Providing and fixing at Bamboo Mat board confonning to IS:13958-1994 for partition to frame by bucking or studding with screws etc. complete (Frames, | 12mm thickness | Sqm | 4494
Miscellaneous (Buildings) | 18.23.1 | Providing and fixing at all height wall panelling with phenol bonded Bamboo Mat board confonning to IS:13958-1994 including providing and fixing to frame work made of 50mm x 50mm hardwood plugs including cutting brick work and fixing in cement mortar and making good the wall etc. and also providing and fixing wooden moulded corner beading of triangular shape to the junction of panelling etc. with iron screws all complete as per direction of Engineer-in-Charge | 9mm thickness | Sqm | 4220
Miscellaneous (Buildings) | 18.23.2 | Providing and fixing at all height wall panelling with phenol bonded Bamboo Mat board confonning to IS:13958-1994 including providing and fixing to frame work made of 50mm x 50mm hardwood plugs including cutting brick work and fixing in cement mortar and making good the wall etc. and also providing and fixing wooden moulded corner beading of triangular shape to the junction of panelling etc. with iron screws all complete as per direction of Engineer-in-Charge | 12mm thickness CLADDING | Sqm | 4825
Miscellaneous (Buildings) | 18.24 | Providing & fixing in position Phenol bonded Bamboo wood wall cladding at all height with planks of sizes 10mm thick, 1800mm length (minimum) and 130 mm wide (minimum), in approved colour, texture and finish, having Perfonnance Appraisal Certificate (PAC) issued by Building Materials & Technology Promotion Council (BMTPC), with necessary profiled edges fixed with 40mm SS screws 5 Nos. in each tile to frame work made of second class teak wood of size 20x15 mm in centre of each tile and bottom and top of work height, 40x15mm placed at ends of each tile. The cladding shall be laid over back layer of 1.00 mm thick expanded polyethylene foam of density 40kg/cum in two layers, first layer on wall surface before fixing wooden frame and second layer on frame under cladding. The bamboo wood planks shall have minimum density of 1000 kg/cum & minimum Hardness 1000 kgf. with Eco friendly UV coating, all complete as per direction of the Engineer in­ charge. uPVC PROFILED PRODUCTS |  | Sqm | 5309
Miscellaneous (Buildings) | 18.25 | Providing and fixing factory made solid Foam uPVC profile for kitchen cabinet frame (45 x 20 mm) of approved shade, quality and make. The profile shall be laminated on both sides, made from rigid foam sheets (Single extruded) having density 600 kg/cum and the exposed edges sealed with PVC edge beading of same shade and colour. The frame shall be fire retardant with necessary screw holding capacity. Frame shall be fixed to wall using Expendable Fastener with necessary stainless steel screws, all complete as per direction of Engineer-in-charge |  | Metre | 321
Miscellaneous (Buildings) | 18.26 | Providing and fixing factory made Kitchen Cabinet Shutter/Partition 20 mm nominal thickness of approved shade, quality and make, made from rigid foam sheets (Single extruded) having density 600 kg/cum and laminated on both side by laminate SheeUPVC foil lamination. The exposed edges shall be sealed with PVC edge beading of same shade and colour. The shutter shall be fire retardant having necessary screw holding capacity. Shutter shall be fixed to frame using approved hinges with necessary stainless steel screws, all complete as per direction of Engineer-in-charge. PE-AL-PE COMPOSITE PRESSURE PIPE |  | Sqm | 3599
Miscellaneous (Buildings) | 18.27.1 | Providing and fixing Polyethylene-Aluminium-Polyethylene PE-AL-PE Composite Pressure Pipes conforming to IS - 15450, U.V. stabilized with carbon black having thermal stability for hot & cold water supply, capable to withstand temperature up to 80°C, including all special fittings of composite material (engineering plastic blend and brass inserts wherever required) e.g. elbows, tees, reducers, couplers & connectors etc., with clamps at 1.00 metre spacing. This includes testing of joints complete as per direction of the Engineer-in-charge. INTERNAL WORK • EXPOSED ON WALL | 1216 (16 mm OD) pipe | Metre | 168
Miscellaneous (Buildings) | 18.27.2 | Providing and fixing Polyethylene-Aluminium-Polyethylene PE-AL-PE Composite Pressure Pipes conforming to IS - 15450, U.V. stabilized with carbon black having thermal stability for hot & cold water supply, capable to withstand temperature up to 80°C, including all special fittings of composite material (engineering plastic blend and brass inserts wherever required) e.g. elbows, tees, reducers, couplers & connectors etc., with clamps at 1.00 metre spacing. This includes testing of joints complete as per direction of the Engineer-in-charge. INTERNAL WORK • EXPOSED ON WALL | 1620 (20 mm OD) pipe | Metre | 202
Miscellaneous (Buildings) | 18.27.3 | Providing and fixing Polyethylene-Aluminium-Polyethylene PE-AL-PE Composite Pressure Pipes conforming to IS - 15450, U.V. stabilized with carbon black having thermal stability for hot & cold water supply, capable to withstand temperature up to 80°C, including all special fittings of composite material (engineering plastic blend and brass inserts wherever required) e.g. elbows, tees, reducers, couplers & connectors etc., with clamps at 1.00 metre spacing. This includes testing of joints complete as per direction of the Engineer-in-charge. INTERNAL WORK • EXPOSED ON WALL | 2025 (25 mm OD) pipe | Metre | 264
Miscellaneous (Buildings) | 18.27.4 | Providing and fixing Polyethylene-Aluminium-Polyethylene PE-AL-PE Composite Pressure Pipes conforming to IS - 15450, U.V. stabilized with carbon black having thermal stability for hot & cold water supply, capable to withstand temperature up to 80°C, including all special fittings of composite material (engineering plastic blend and brass inserts wherever required) e.g. elbows, tees, reducers, couplers & connectors etc., with clamps at 1.00 metre spacing. This includes testing of joints complete as per direction of the Engineer-in-charge. INTERNAL WORK • EXPOSED ON WALL | 2532 (32 mm OD) pipe | Metre | 351
Miscellaneous (Buildings) | 18.27.5 | Providing and fixing Polyethylene-Aluminium-Polyethylene PE-AL-PE Composite Pressure Pipes conforming to IS - 15450, U.V. stabilized with carbon black having thermal stability for hot & cold water supply, capable to withstand temperature up to 80°C, including all special fittings of composite material (engineering plastic blend and brass inserts wherever required) e.g. elbows, tees, reducers, couplers & connectors etc., with clamps at 1.00 metre spacing. This includes testing of joints complete as per direction of the Engineer-in-charge. INTERNAL WORK • EXPOSED ON WALL | 3240 (40 mm OD) pipe | Metre | 506
Miscellaneous (Buildings) | 18.27.6 | Providing and fixing Polyethylene-Aluminium-Polyethylene PE-AL-PE Composite Pressure Pipes conforming to IS - 15450, U.V. stabilized with carbon black having thermal stability for hot & cold water supply, capable to withstand temperature up to 80°C, including all special fittings of composite material (engineering plastic blend and brass inserts wherever required) e.g. elbows, tees, reducers, couplers & connectors etc., with clamps at 1.00 metre spacing. This includes testing of joints complete as per direction of the Engineer-in-charge. INTERNAL WORK • EXPOSED ON WALL | 4050 (50 mm OD) pipe | Metre | 667
Miscellaneous (Buildings) | 18.28.1 | Providing and fixing Polyethylene-Aluminium- Polyethylene PE-AL-PE Composite Pressure Pipes conforming to IS - 15450, U.V. stabilized with carbon black having thermal stability for hot & cold water supply, capable to withstand temperature up to 80°C, including all special fittings of composite material (engineering plastic blend and brass inserts wherever required) e.g. elbows, tees, reducers, couplers & connectors etc., with clamps at 1.00 metre spacing. This includes the costs of cutting chases and including testing of joints complete as per direction of the engineer in charge. Concealed work, including cutting chases and making good | 1216 (16 mm OD) pipe | Metre | 269
Miscellaneous (Buildings) | 18.28.2 | Providing and fixing Polyethylene-Aluminium- Polyethylene PE-AL-PE Composite Pressure Pipes conforming to IS - 15450, U.V. stabilized with carbon black having thermal stability for hot & cold water supply, capable to withstand temperature up to 80°C, including all special fittings of composite material (engineering plastic blend and brass inserts wherever required) e.g. elbows, tees, reducers, couplers & connectors etc., with clamps at 1.00 metre spacing. This includes the costs of cutting chases and including testing of joints complete as per direction of the engineer in charge. Concealed work, including cutting chases and making good | 1620 (20 mm OD) pipe | Metre | 305
Miscellaneous (Buildings) | 18.28.3 | Providing and fixing Polyethylene-Aluminium- Polyethylene PE-AL-PE Composite Pressure Pipes conforming to IS - 15450, U.V. stabilized with carbon black having thermal stability for hot & cold water supply, capable to withstand temperature up to 80°C, including all special fittings of composite material (engineering plastic blend and brass inserts wherever required) e.g. elbows, tees, reducers, couplers & connectors etc., with clamps at 1.00 metre spacing. This includes the costs of cutting chases and including testing of joints complete as per direction of the engineer in charge. Concealed work, including cutting chases and making good | 2025 (25 mm OD) pipe | Metre | 378
Miscellaneous (Buildings) | 18.28.4 | Providing and fixing Polyethylene-Aluminium- Polyethylene PE-AL-PE Composite Pressure Pipes conforming to IS - 15450, U.V. stabilized with carbon black having thermal stability for hot & cold water supply, capable to withstand temperature up to 80°C, including all special fittings of composite material (engineering plastic blend and brass inserts wherever required) e.g. elbows, tees, reducers, couplers & connectors etc., with clamps at 1.00 metre spacing. This includes the costs of cutting chases and including testing of joints complete as per direction of the engineer in charge. Concealed work, including cutting chases and making good | 2532 (32 mm OD) pipe | Metre | 485
Miscellaneous (Buildings) | 18.29.1 | Providing and fixing Polyethylene-Aluminium- Polyethylene PE-AL-PE Composite Pressure Pipes conforming to IS - 15450, U.V. stabilized with carbon black having thermal stability for hot & cold water supply, capable to withstand temperature up to 80°C, including all special fittings of composite material (engineering plastic blend and brass inserts wherever required) e.g. elbows, tees, reducers, couplers & connectors etc., with trenching, refilling and testing of joints complete as per direction of the engineer in charge. External work | 1216 (16 mm OD) pipe | Metre | 144
Miscellaneous (Buildings) | 18.29.2 | Providing and fixing Polyethylene-Aluminium- Polyethylene PE-AL-PE Composite Pressure Pipes conforming to IS - 15450, U.V. stabilized with carbon black having thermal stability for hot & cold water supply, capable to withstand temperature up to 80°C, including all special fittings of composite material (engineering plastic blend and brass inserts wherever required) e.g. elbows, tees, reducers, couplers & connectors etc., with trenching, refilling and testing of joints complete as per direction of the engineer in charge. External work | 1620 (20 mm OD ) pipe | Metre | 171
Miscellaneous (Buildings) | 18.29.3 | Providing and fixing Polyethylene-Aluminium- Polyethylene PE-AL-PE Composite Pressure Pipes conforming to IS - 15450, U.V. stabilized with carbon black having thermal stability for hot & cold water supply, capable to withstand temperature up to 80°C, including all special fittings of composite material (engineering plastic blend and brass inserts wherever required) e.g. elbows, tees, reducers, couplers & connectors etc., with trenching, refilling and testing of joints complete as per direction of the engineer in charge. External work | 2025 (25 mm OD ) pipe | Metre | 225
Miscellaneous (Buildings) | 18.29.4 | Providing and fixing Polyethylene-Aluminium- Polyethylene PE-AL-PE Composite Pressure Pipes conforming to IS - 15450, U.V. stabilized with carbon black having thermal stability for hot & cold water supply, capable to withstand temperature up to 80°C, including all special fittings of composite material (engineering plastic blend and brass inserts wherever required) e.g. elbows, tees, reducers, couplers & connectors etc., with trenching, refilling and testing of joints complete as per direction of the engineer in charge. External work | 2532 (32 mm OD ) pipe | Metre | 304
Miscellaneous (Buildings) | 18.29.5 | Providing and fixing Polyethylene-Aluminium- Polyethylene PE-AL-PE Composite Pressure Pipes conforming to IS - 15450, U.V. stabilized with carbon black having thermal stability for hot & cold water supply, capable to withstand temperature up to 80°C, including all special fittings of composite material (engineering plastic blend and brass inserts wherever required) e.g. elbows, tees, reducers, couplers & connectors etc., with trenching, refilling and testing of joints complete as per direction of the engineer in charge. External work | 3240 (40 mm OD ) pipe | Metre | 443
Miscellaneous (Buildings) | 18.29.6 | Providing and fixing Polyethylene-Aluminium- Polyethylene PE-AL-PE Composite Pressure Pipes conforming to IS - 15450, U.V. stabilized with carbon black having thermal stability for hot & cold water supply, capable to withstand temperature up to 80°C, including all special fittings of composite material (engineering plastic blend and brass inserts wherever required) e.g. elbows, tees, reducers, couplers & connectors etc., with trenching, refilling and testing of joints complete as per direction of the engineer in charge. External work | 4050 (50 mm OD ) pipe PP-R PIPES | Metre | 604
Miscellaneous (Buildings) | 18.30.1 | Providing and fixing 3 layer PP-R (Poly propylene Random copolymer) pipes confirming to IS 15801, UV stabilized & anti - microbial fusion welded, having thermal stability for hot & cold water supply, including all PP - R plain & brass threaded polypropylene random fittings, i/c fixing the pipe with clamps at 1.00 m spacing. This includes testing of joints complete as per direction of Engineer-in- Charge. Internal Exposed on walls | PN - 16 Pipe, 20mm OD (SDR-7.4) | Metre | 143
Miscellaneous (Buildings) | 18.30.2 | Providing and fixing 3 layer PP-R (Poly propylene Random copolymer) pipes confirming to IS 15801, UV stabilized & anti - microbial fusion welded, having thermal stability for hot & cold water supply, including all PP - R plain & brass threaded polypropylene random fittings, i/c fixing the pipe with clamps at 1.00 m spacing. This includes testing of joints complete as per direction of Engineer-in- Charge. Internal Exposed on walls | PN -16 Pipe, 25mm OD (SDR-7.4) | Metre | 191
Miscellaneous (Buildings) | 18.30.3 | Providing and fixing 3 layer PP-R (Poly propylene Random copolymer) pipes confirming to IS 15801, UV stabilized & anti - microbial fusion welded, having thermal stability for hot & cold water supply, including all PP - R plain & brass threaded polypropylene random fittings, i/c fixing the pipe with clamps at 1.00 m spacing. This includes testing of joints complete as per direction of Engineer-in- Charge. Internal Exposed on walls | PN - 16 Pipe, 32mm OD (SDR-7.4) | Metre | 245
Miscellaneous (Buildings) | 18.30.4 | Providing and fixing 3 layer PP-R (Poly propylene Random copolymer) pipes confirming to IS 15801, UV stabilized & anti - microbial fusion welded, having thermal stability for hot & cold water supply, including all PP - R plain & brass threaded polypropylene random fittings, i/c fixing the pipe with clamps at 1.00 m spacing. This includes testing of joints complete as per direction of Engineer-in- Charge. Internal Exposed on walls | PN - 16 Pipe, 40mm OD (SDR-7.4) | Metre | 350
Miscellaneous (Buildings) | 18.30.5 | Providing and fixing 3 layer PP-R (Poly propylene Random copolymer) pipes confirming to IS 15801, UV stabilized & anti - microbial fusion welded, having thermal stability for hot & cold water supply, including all PP - R plain & brass threaded polypropylene random fittings, i/c fixing the pipe with clamps at 1.00 m spacing. This includes testing of joints complete as per direction of Engineer-in- Charge. Internal Exposed on walls | PN -10 Pipe, 50mm OD (SDR-11) | Metre | 486
Miscellaneous (Buildings) | 18.31.1 | Providing and fixing 3 layer PP-R (Poly propylene Random copolymer) pipes confirming to IS: 15801, UV stabilized & anti -microbial fusion welded, having thermal stability for hot & cold water supply, including all PP - R plain & brass threaded polypropylene random fittings, i/c fixing the pipe with clamps at 1.00 m spacing. This includes the cost of cutting chases and making good the same including testing of joints complete as per direction of Engineer-in- Charge. Concealed work, including cutting chases and making good the wall etc | PN -16 Pipe, 20mm OD (SDR-7.4) | Metre | 226
Miscellaneous (Buildings) | 18.31.2 | Providing and fixing 3 layer PP-R (Poly propylene Random copolymer) pipes confirming to IS: 15801, UV stabilized & anti -microbial fusion welded, having thermal stability for hot & cold water supply, including all PP - R plain & brass threaded polypropylene random fittings, i/c fixing the pipe with clamps at 1.00 m spacing. This includes the cost of cutting chases and making good the same including testing of joints complete as per direction of Engineer-in- Charge. Concealed work, including cutting chases and making good the wall etc | PN -16 Pipe, 25mm OD (SDR-7.4) | Metre | 280
Miscellaneous (Buildings) | 18.31.3 | Providing and fixing 3 layer PP-R (Poly propylene Random copolymer) pipes confirming to IS: 15801, UV stabilized & anti -microbial fusion welded, having thermal stability for hot & cold water supply, including all PP - R plain & brass threaded polypropylene random fittings, i/c fixing the pipe with clamps at 1.00 m spacing. This includes the cost of cutting chases and making good the same including testing of joints complete as per direction of Engineer-in- Charge. Concealed work, including cutting chases and making good the wall etc | PN - 16 Pipe, 32mm OD (SDR-7.4) | Metre | 336
Miscellaneous (Buildings) | 18.32.1 | Providing and fixing 3 layer PP-R (Poly propylene Random copolymer) pipes confirming to IS:15801 UV stabilized & anti - microbial fusion welded, having thermal stability for hot & cold water supply, including all PP -R plain & brass threaded polypropylene random fittings, including trenching, refilling & testing of joints complete as per direction of Engineer-in-Charge. External work | PN - 16 Pipe, 20mm OD (SDR-7.4) | Metre | 121
Miscellaneous (Buildings) | 18.32.2 | Providing and fixing 3 layer PP-R (Poly propylene Random copolymer) pipes confirming to IS:15801 UV stabilized & anti - microbial fusion welded, having thermal stability for hot & cold water supply, including all PP -R plain & brass threaded polypropylene random fittings, including trenching, refilling & testing of joints complete as per direction of Engineer-in-Charge. External work | PN -16 Pipe, 25 mm OD (SDR-7.4) | Metre | 163
Miscellaneous (Buildings) | 18.32.3 | Providing and fixing 3 layer PP-R (Poly propylene Random copolymer) pipes confirming to IS:15801 UV stabilized & anti - microbial fusion welded, having thermal stability for hot & cold water supply, including all PP -R plain & brass threaded polypropylene random fittings, including trenching, refilling & testing of joints complete as per direction of Engineer-in-Charge. External work | PN -16 Pipe, 32 mm OD (SDR-7.4) | Metre | 225
Miscellaneous (Buildings) | 18.32.4 | Providing and fixing 3 layer PP-R (Poly propylene Random copolymer) pipes confirming to IS:15801 UV stabilized & anti - microbial fusion welded, having thermal stability for hot & cold water supply, including all PP -R plain & brass threaded polypropylene random fittings, including trenching, refilling & testing of joints complete as per direction of Engineer-in-Charge. External work | PN - 16 Pipe, 40 mm OD (SDR-7.4) | Metre | 313
Miscellaneous (Buildings) | 18.32.5 | Providing and fixing 3 layer PP-R (Poly propylene Random copolymer) pipes confirming to IS:15801 UV stabilized & anti - microbial fusion welded, having thermal stability for hot & cold water supply, including all PP -R plain & brass threaded polypropylene random fittings, including trenching, refilling & testing of joints complete as per direction of Engineer-in-Charge. External work | PN - 10 Pipe, 50 mm OD (SDR-11) | Metre | 455
Miscellaneous (Buildings) | 18.32.6 | Providing and fixing 3 layer PP-R (Poly propylene Random copolymer) pipes confirming to IS:15801 UV stabilized & anti - microbial fusion welded, having thermal stability for hot & cold water supply, including all PP -R plain & brass threaded polypropylene random fittings, including trenching, refilling & testing of joints complete as per direction of Engineer-in-Charge. External work | PN -10 Pipe, 63 mm OD (SDR-11) | Metre | 514
Miscellaneous (Buildings) | 18.32.7 | Providing and fixing 3 layer PP-R (Poly propylene Random copolymer) pipes confirming to IS:15801 UV stabilized & anti - microbial fusion welded, having thermal stability for hot & cold water supply, including all PP -R plain & brass threaded polypropylene random fittings, including trenching, refilling & testing of joints complete as per direction of Engineer-in-Charge. External work | PN - 10 Pipe, 75 mm OD (SDR-11) | Metre | 726
Miscellaneous (Buildings) | 18.32.8 | Providing and fixing 3 layer PP-R (Poly propylene Random copolymer) pipes confirming to IS:15801 UV stabilized & anti - microbial fusion welded, having thermal stability for hot & cold water supply, including all PP -R plain & brass threaded polypropylene random fittings, including trenching, refilling & testing of joints complete as per direction of Engineer-in-Charge. External work | PN -10 Pipe, 90 mm OD (SDR-11) | Metre | 1029
Miscellaneous (Buildings) | 18.33.1 | Providing and fixing PPR Unions | PPR Union 20mm | Each | 143
Miscellaneous (Buildings) | 18.33.2 | Providing and fixing PPR Unions | PPR Union 25mm | Each | 207
Miscellaneous (Buildings) | 18.33.3 | Providing and fixing PPR Unions | PPR Union 32mm | Each | 259
Miscellaneous (Buildings) | 18.33.4 | Providing and fixing PPR Unions | PPR Union 40mm | Each | 321
Miscellaneous (Buildings) | 18.33.5 | Providing and fixing PPR Unions | PPR Union 50mm | Each | 539
Miscellaneous (Buildings) | 18.33.6 | Providing and fixing PPR Unions | PPR Union 63mm | Each | 709
Miscellaneous (Buildings) | 18.33.7 | Providing and fixing PPR Unions | PPR Union 75mm WATER PROOFING | Each | 1292
Miscellaneous (Buildings) | 18.34 | Water proofing treatment of Vertical joints (of external side and internal side) between door frame, window & ventilator frames (on all four sides) of outer wall over the Zycosil/equivalent & Zycoprime/equivalent solution already applied (before the installation of door/ window/ ventilator frames in position) and fine finish with Grout RW/equivalent |  | Sqm | 28
Miscellaneous (Buildings) | 18.36 | In-filling / sealing of joint between RCC lintel cum sunshade and wall (on external side) in all floors by pushing in Grout RW/equivalent in paste form and coving 20 mm x 20 mm after applying a coat of Zycosil/equivalent & Zycoprime/equivalent solution before cement plastering of top, bottom and sides of RCC sunshade. OTHER USEFUL BUILDING CONSTRUCTION ITEMS |  | Sqm | 28
Miscellaneous (Buildings) | 18.37 | Supplying and installation of moisture resistant/fire resistant 6 mm thick Heavy duty fibre cement board (High pressure steam cured) conforming to IS 14862:2000 of category Ill type Bas per standard sizes fixed with self-drilling / taping screws. Screws shall be of counter sunk rib head of 1.60mm to 4 mm thick of 8 to 1O gauge of length varying from 25 to 45 mm |  | Sqm | 925
Miscellaneous (Buildings) | 18.38 | Providing and fixing Scaffolding net of required width made of high density Polyethylene UV stabilized knitted on warp knitting machines having density 100grams/sqm and shading coefficient minimum 75% around the construction site/ for vertical extension as per requirement including fastening/tying with building/scaffolding pipes or with any other fixtures etc. complete as per direction of Engineer-in-Charge. (One time payment shall be made for providing Scaffolding net from start of work till completion of work including shifting if any. The Scaffolding net shall be the property of the contractor on completion of the work) |  | Sqm | 22
Miscellaneous (Buildings) | 18.39 | Providing and fixing in all exterior face panels breathable vapour barrier underneath the cement fibre board as per National Building Code 2009 complete as per direction of Engineer-in-charge |  | Sqm | 266
Miscellaneous (Buildings) | 18.40 | Supplying & laying of drainage composite for use behind walls, between two different fills, alongside drains of road, below concrete lining of canals etc. Geocomposite for planar drainage, realized by thermo bonding a draining core in extruded monofilaments with two filtering nonwoven geotextile that may also be working as separation or protecting layers. The draining three dimensional core will have a "W· configuration as longitudinal parallel channels. Minimum thickness to be 7.2mm, with two filtering UV stabilized polypropylene nonwoven geotextile of minimum thickness of 0.75mm characteristic opening size (090) of 11 O micron and tensile strength of 8.0 kN/m that will be working as separation or protecting layer, Geocomposite having in plane flow capacity of 2.1 L / (m.s) at hydraulic gradient of 1.0 & 20 kPa pressure and tensile strength of 18 kN/m, with mass per unit area of 7 40 gsm, supplied in the form of roll for easy transportation to site of work as per detailed specification all complete as per directions of Engineer in charge |  | Sqm | 767
Miscellaneous (Buildings) | 18.41 | Supplying & laying of drainage composite for use behind walls, between two different fills, alongside drains of road, below concrete lining of canals etc. having thermo bonding a draining core - HDPE geonet comprises of two sets of parallel overlaid ribs integrally connected to have a rhomboidal shape with a polyethylene film and a nonwoven geotextile having mass per unit area 130 gsm and tensile strength of 8.0 kN/m that will be working as separation or protecting layer, Geocomposite having in plane flow capacity of 0.7 L / (m.s) at hydraulic gradient of 1.0 & 20 kPa pressure and tensile strength of 13.5 kN/m, with mass per unit area of 830 gsm, at easily accessible location including top and bottom, with all leads and lifts, manpower and machinery, materials, labour etc. complete and as directed by Engineer - In - Charge |  | Sqm | 910
Miscellaneous (Buildings) | 18.42 | Mud mortar made with local clay good earth. SECURITY GUARDS |  | Cum | 461
Miscellaneous (Buildings) | 18.43 | Providing round the clock security guard without gun for watch & ward of Government premises and its all belongings by deploying neatly dressed security guards in 8 hour's shift including necessary T&P like torch, lathi and uniform etc.complete, as per the direction of Engineer-in-charge. (One job means 8 hour's duty) |  | Day | 575
Miscellaneous (Buildings) | 18.44 | Providing round the clock security guard with gun for watch & ward of Government premises and its all belongings by deploying neatly dressed security guards in 8 hour's shift including necessary T&P like torch, lathi and uniform etc.complete, as per the direction of Engineer-in-charge.(One job means 8 hour's duty) |  | Day | 604
Miscellaneous (Buildings) | 18.46 | Drilling holes in girders |  | Each | 20
Miscellaneous (Buildings) | 18.47.1 | Cutting/Fixing of copper sheets | Cutting of copper sheets 1.5 mm, thick flashing | Metre | 68
Miscellaneous (Buildings) | 18.47.2 | Cutting/Fixing of copper sheets | Fixing copper flashing into position | Metre | 27
Miscellaneous (Buildings) | 18.48 | Assembling 40 mm. pressure pipes |  | Metre | 15
Miscellaneous (Buildings) | 18.49 | Boring and fixing 40 mm pressure pipes |  | Metre | 75
Miscellaneous (Buildings) | 18.50.1.3 | Boring for hand-pump in clay fitting strainer and pipe | Exceeding 30 m | Metre | 338
Miscellaneous (Buildings) | 18.50.2.3 | Boring for hand-pump in clay fitting strainer and pipe | Exceeding 30 m | Metre | 338
Miscellaneous (Buildings) | 18.52.1 | Pulling out pipe and filters |  | Metre | 28
Miscellaneous (Buildings) | 18.52.2 | Lowering pipe in the hole up to 40mm dia |  | Metre | 28
Miscellaneous (Buildings) | 18.53 | Fixing E.I gauges flush with masonry including cost of hooks |  | Metre | 111
Miscellaneous (Buildings) | 18.54 | Fixing handles to iron rammers including cost of handles |  | Each | 50
Miscellaneous (Buildings) | 18.56 | Felling trees, cutting and stacking fuel wood from plantation |  | Quintal | 70
Miscellaneous (Buildings) | 18.57 | Splitting fuel wood |  | Quintal | 100
Miscellaneous (Buildings) | 18.60 | Supply of bamboo jhandies 3 m to 3.5 m including iron shoes and flags 40 cm Square painted black and white |  | Each | 170
Miscellaneous (Buildings) | 18.61 | Fixing glass pieces on top of walls |  | Metre | 44
Miscellaneous (Buildings) | 18.62 | Digging pits and fixing distance marks or boundary stones |  | Each | 50
Miscellaneous (Buildings) | 18.63 | Supplying manure or compost, including carriage of 100 m |  | Cum | 430
Miscellaneous (Buildings) | 18.64 | Ploughing two times |  | Hectare | 3000
Miscellaneous (Buildings) | 18.65 | Filling 200 litres drums with diesel oil (not payable to diesel dealer) |  | Each | 14
Miscellaneous (Buildings) | 18.66 | Jungle clearance. Notes for Item No.18.64 to 18.66 (i) The rates are applicable to areas acquired for new canals, and drains, extension of channels and for construction of roads and Buildings. (ii) The rate is to be decided by the Executive Engineer according to density of jungle to be cleared |  | Hectare | 1076
Miscellaneous (Buildings) | 18.67.1 | Ordinary jungle clearance of both banks of running distributaries, minors and drains with discharge up to 9cum/s including boundary road | Discharge up to 1.5 cum/s | KM | 1398
Miscellaneous (Buildings) | 18.67.2 | Ordinary jungle clearance of both banks of running distributaries, minors and drains with discharge up to 9cum/s including boundary road | Discharge exceeding 1.5 cum/s but up to 4.5 cum/s | KM | 2151
Miscellaneous (Buildings) | 18.67.3 | Ordinary jungle clearance of both banks of running distributaries, minors and drains with discharge up to 9cum/s including boundary road | Discharge exceeding 4.5 cum/s | KM | 2796
Miscellaneous (Buildings) | 18.68.1 | Jungle clearance on running canals and branches, and drains with discharge more than 9 cum/s | Light | KM | 8606
Miscellaneous (Buildings) | 18.68.2 | Jungle clearance on running canals and branches, and drains with discharge more than 9 cum/s | Medium | KM | 10752
Miscellaneous (Buildings) | 18.68.3 | Jungle clearance on running canals and branches, and drains with discharge more than 9 cum/s | Heavy | KM | 21504
Miscellaneous (Buildings) | 18.69 | Filling loose cement in empty cement bags weighing, sewing and stacking with in 30m including cost of string |  | Bag | 9
Miscellaneous (Buildings) | 18.70 | Filling cement bags with steam coal or kankar lime, sewing including cost of string |  | Cum | 98
Miscellaneous (Buildings) | 18.72 | Tempering of Kassies, Belchas, Khurpas and pick axes etc. A. Laying of C.I. Pipes and Specials |  | Each | 50
Water Supply | 20.2.1 | Extra for fixing cast iron socketed or flanged pipes, values and special castings in vertical position for overhead reservoirs and stand pipes etc. including cost of all special scaffolding derricks, jim poles, tools and plants, ropes, guys etc., complete | 80mm internal diameter pipe line laid complete | Metre | 65
Water Supply | 20.2.2 | Extra for fixing cast iron socketed or flanged pipes, values and special castings in vertical position for overhead reservoirs and stand pipes etc. including cost of all special scaffolding derricks, jim poles, tools and plants, ropes, guys etc., complete | 100mm internal diameter pipe line laid complete | Metre | 101
Water Supply | 20.2.3 | Extra for fixing cast iron socketed or flanged pipes, values and special castings in vertical position for overhead reservoirs and stand pipes etc. including cost of all special scaffolding derricks, jim poles, tools and plants, ropes, guys etc., complete | 125 mm internal diameter pipe line laid complete | Metre | 130
Water Supply | 20.2.4 | Extra for fixing cast iron socketed or flanged pipes, values and special castings in vertical position for overhead reservoirs and stand pipes etc. including cost of all special scaffolding derricks, jim poles, tools and plants, ropes, guys etc., complete | 150 mm internal diameter pipe line laid complete | Metre | 164
Water Supply | 20.2.5 | Extra for fixing cast iron socketed or flanged pipes, values and special castings in vertical position for overhead reservoirs and stand pipes etc. including cost of all special scaffolding derricks, jim poles, tools and plants, ropes, guys etc., complete | 200 mm internal diameter pipe line laid complete | Metre | 274
Water Supply | 20.2.6 | Extra for fixing cast iron socketed or flanged pipes, values and special castings in vertical position for overhead reservoirs and stand pipes etc. including cost of all special scaffolding derricks, jim poles, tools and plants, ropes, guys etc., complete | 250 mm internal diameter pipe line laid complete | Metre | 370
Water Supply | 20.2.7 | Extra for fixing cast iron socketed or flanged pipes, values and special castings in vertical position for overhead reservoirs and stand pipes etc. including cost of all special scaffolding derricks, jim poles, tools and plants, ropes, guys etc., complete | 300 mm internal diameter pipe line laid complete | Metre | 484
Water Supply | 20.2.8 | Extra for fixing cast iron socketed or flanged pipes, values and special castings in vertical position for overhead reservoirs and stand pipes etc. including cost of all special scaffolding derricks, jim poles, tools and plants, ropes, guys etc., complete | 350 mm internal diameter pipe line laid complete | Metre | 597
Water Supply | 20.2.9 | Extra for fixing cast iron socketed or flanged pipes, values and special castings in vertical position for overhead reservoirs and stand pipes etc. including cost of all special scaffolding derricks, jim poles, tools and plants, ropes, guys etc., complete | 400 mm internal diameter pipe line laid complete | Metre | 802
Water Supply | 20.2.10 | Extra for fixing cast iron socketed or flanged pipes, values and special castings in vertical position for overhead reservoirs and stand pipes etc. including cost of all special scaffolding derricks, jim poles, tools and plants, ropes, guys etc., complete | 450 mm internal diameter pipe line laid complete | Metre | 972
Water Supply | 20.2.11 | Extra for fixing cast iron socketed or flanged pipes, values and special castings in vertical position for overhead reservoirs and stand pipes etc. including cost of all special scaffolding derricks, jim poles, tools and plants, ropes, guys etc., complete | 500 mm internal diameter pipe line laid complete | Metre | 1127
Water Supply | 20.2.12 | Extra for fixing cast iron socketed or flanged pipes, values and special castings in vertical position for overhead reservoirs and stand pipes etc. including cost of all special scaffolding derricks, jim poles, tools and plants, ropes, guys etc., complete | 600 mm internal diameter pipe line laid complete Notes: (I) For pipes larger than 600mm internal diameter, special rates shall be fixed. (ii) The contractor shall be liable to make good all damage caused by breakage from the moment pipes and fittings are handed over to his charge. (iii) All measurements shall be taken along the centre line and axis of the pipe line throughout its length and shall include the overall laying length of sluice values, etc. fixed there in | Metre | 1504
Water Supply | 20.4.1 | Jointing cast iron socketed pipes, valves and specials with run lead caulked joints excluding cost of lead and yarn but including cost of labour, fuel and tools etc. Tested complete | 80 mm i/d pipe | Joint | 85
Water Supply | 20.4.2 | Jointing cast iron socketed pipes, valves and specials with run lead caulked joints excluding cost of lead and yarn but including cost of labour, fuel and tools etc. Tested complete | 100 mm i/d pipe | Joint | 106
Water Supply | 20.4.3 | Jointing cast iron socketed pipes, valves and specials with run lead caulked joints excluding cost of lead and yarn but including cost of labour, fuel and tools etc. Tested complete | 125 mm i/d pipe | Joint | 128
Water Supply | 20.4.4 | Jointing cast iron socketed pipes, valves and specials with run lead caulked joints excluding cost of lead and yarn but including cost of labour, fuel and tools etc. Tested complete | 150m m i/d pipe | Joint | 131
Water Supply | 20.4.5 | Jointing cast iron socketed pipes, valves and specials with run lead caulked joints excluding cost of lead and yarn but including cost of labour, fuel and tools etc. Tested complete | 200m m i/d pipe | Joint | 162
Water Supply | 20.4.7 | Jointing cast iron socketed pipes, valves and specials with run lead caulked joints excluding cost of lead and yarn but including cost of labour, fuel and tools etc. Tested complete | 350 mm i/d pipe | Joint | 259
Water Supply | 20.4.8 | Jointing cast iron socketed pipes, valves and specials with run lead caulked joints excluding cost of lead and yarn but including cost of labour, fuel and tools etc. Tested complete | 400 mm i/d pipe | Joint | 327
Water Supply | 20.4.9 | Jointing cast iron socketed pipes, valves and specials with run lead caulked joints excluding cost of lead and yarn but including cost of labour, fuel and tools etc. Tested complete | 450 mm i/d pipe | Joint | 365
Water Supply | 20.4.10 | Jointing cast iron socketed pipes, valves and specials with run lead caulked joints excluding cost of lead and yarn but including cost of labour, fuel and tools etc. Tested complete | 500 mm i/d pipe | Joint | 406
Water Supply | 20.4.11 | Jointing cast iron socketed pipes, valves and specials with run lead caulked joints excluding cost of lead and yarn but including cost of labour, fuel and tools etc. Tested complete | 600m m i/d pipe | Joint | 532
Water Supply | 20.5.1 | Making flanged joints for cast iron pipes, valves or specials | 80mm internal diameter of pipe, values or specials | Each | 48
Water Supply | 20.5.2 | Making flanged joints for cast iron pipes, valves or specials | 100mm internal diameter of pipe, values or specials | Each | 53
Water Supply | 20.5.3 | Making flanged joints for cast iron pipes, valves or specials | 125 mm internal diameter of pipe, values or specials | Each | 60
Water Supply | 20.5.4 | Making flanged joints for cast iron pipes, valves or specials | 150mm internal diameter of pipe, values or specials | Each | 80
Water Supply | 20.5.5 | Making flanged joints for cast iron pipes, valves or specials | 200mm internal diameter of pipe, values or specials | Each | 107
Water Supply | 20.5.6 | Making flanged joints for cast iron pipes, valves or specials | 250mm internal diameter of pipe, values or specials | Each | 192
Water Supply | 20.5.7 | Making flanged joints for cast iron pipes, valves or specials | 300mm internal diameter of pipe, values or specials | Each | 240
Water Supply | 20.5.8 | Making flanged joints for cast iron pipes, valves or specials | 350mm internal diameter of pipe, values or specials | Each | 320
Water Supply | 20.5.9 | Making flanged joints for cast iron pipes, valves or specials | 400mm internal diameter of pipe, values or specials | Each | 384
Water Supply | 20.5.10 | Making flanged joints for cast iron pipes, valves or specials | 450mm internal diameter of pipe, values or specials | Each | 480
Water Supply | 20.5.12 | Making flanged joints for cast iron pipes, valves or specials | 600mm internal diameter of pipe, values or specials Notes: (i) The rubber insertion, 3mm thick required for making the joints will be issued in rectangular sheets or rolls at stock issue rates in force ex-divisional stores or F.O.R nearest railway station. (ii) All bolts, nuts and washers for flanged joints will be supplied without charge to the contractor ex-divisional stores or delivered F.O.R nearest railway station. The contract at his own expenses and charges will take delivery of jointing materials i.e. bolts, nuts and washers and transport the same to the site of work | Each | 641
Water Supply | 20.6.1 | Jointing cast iron socketed pipes, valves and specials with rubber tyton joints fitted complete including cost of labour and tools etc., and tested complete | Labour cost for 80 mm joints | Each | 81
Water Supply | 20.6.2 | Jointing cast iron socketed pipes, valves and specials with rubber tyton joints fitted complete including cost of labour and tools etc., and tested complete | Labour cost for 100 mm joints | Each | 91
Water Supply | 20.6.3 | Jointing cast iron socketed pipes, valves and specials with rubber tyton joints fitted complete including cost of labour and tools etc., and tested complete | Labour cost for 125 mm joints | Each | 104
Water Supply | 20.6.4 | Jointing cast iron socketed pipes, valves and specials with rubber tyton joints fitted complete including cost of labour and tools etc., and tested complete | Labour cost for 150 mm joints | Each | 108
Water Supply | 20.6.5 | Jointing cast iron socketed pipes, valves and specials with rubber tyton joints fitted complete including cost of labour and tools etc., and tested complete | Labour cost for 200 mm joints | Each | 112
Water Supply | 20.6.6 | Jointing cast iron socketed pipes, valves and specials with rubber tyton joints fitted complete including cost of labour and tools etc., and tested complete | Labour cost for 250 mm joints | Each | 122
Water Supply | 20.6.7 | Jointing cast iron socketed pipes, valves and specials with rubber tyton joints fitted complete including cost of labour and tools etc., and tested complete | Labour cost for 300 mm joints | Each | 146
Water Supply | 20.6.8 | Jointing cast iron socketed pipes, valves and specials with rubber tyton joints fitted complete including cost of labour and tools etc., and tested complete | Labour cost for 350 mm joints | Each | 162
Water Supply | 20.6.9 | Jointing cast iron socketed pipes, valves and specials with rubber tyton joints fitted complete including cost of labour and tools etc., and tested complete | Labour cost for 400 mm joints | Each | 195
Water Supply | 20.6.10 | Jointing cast iron socketed pipes, valves and specials with rubber tyton joints fitted complete including cost of labour and tools etc., and tested complete | Labour cost for 450 mm joints | Each | 225
Water Supply | 20.6.11 | Jointing cast iron socketed pipes, valves and specials with rubber tyton joints fitted complete including cost of labour and tools etc., and tested complete | Labour cost for 500 mm joints | Each | 243
Water Supply | 20.6.12 | Jointing cast iron socketed pipes, valves and specials with rubber tyton joints fitted complete including cost of labour and tools etc., and tested complete | Labour cost for 600 mm joints B. LAYING OF AC/ PVC PIPES AND SPECIALS | Each | 324
Water Supply | 20.8.1 | Jointing A.C./P.V.C. pipes and specials with cast iron detachable joints/split coupler P.V.C. joints fitted with bolts and nuts excluding cost of detachable joints/ split coupler P.V.C. joints rubber rings, bolts and nuts but including cost of labour and tools etc. and tested complete | 50 mm i/d pipe | Each | 42
Water Supply | 20.8.2 | Jointing A.C./P.V.C. pipes and specials with cast iron detachable joints/split coupler P.V.C. joints fitted with bolts and nuts excluding cost of detachable joints/ split coupler P.V.C. joints rubber rings, bolts and nuts but including cost of labour and tools etc. and tested complete | 80 mm i/d pipe | Each | 53
Water Supply | 20.8.3 | Jointing A.C./P.V.C. pipes and specials with cast iron detachable joints/split coupler P.V.C. joints fitted with bolts and nuts excluding cost of detachable joints/ split coupler P.V.C. joints rubber rings, bolts and nuts but including cost of labour and tools etc. and tested complete | 100 mm i/d pipe | Each | 66
Water Supply | 20.8.4 | Jointing A.C./P.V.C. pipes and specials with cast iron detachable joints/split coupler P.V.C. joints fitted with bolts and nuts excluding cost of detachable joints/ split coupler P.V.C. joints rubber rings, bolts and nuts but including cost of labour and tools etc. and tested complete | 125 mm i/d pipe | Each | 89
Water Supply | 20.8.5 | Jointing A.C./P.V.C. pipes and specials with cast iron detachable joints/split coupler P.V.C. joints fitted with bolts and nuts excluding cost of detachable joints/ split coupler P.V.C. joints rubber rings, bolts and nuts but including cost of labour and tools etc. and tested complete | 150 mm i/d pipe | Each | 110
Water Supply | 20.8.6 | Jointing A.C./P.V.C. pipes and specials with cast iron detachable joints/split coupler P.V.C. joints fitted with bolts and nuts excluding cost of detachable joints/ split coupler P.V.C. joints rubber rings, bolts and nuts but including cost of labour and tools etc. and tested complete | 200 mm i/d pipe | Each | 136
Water Supply | 20.8.7 | Jointing A.C./P.V.C. pipes and specials with cast iron detachable joints/split coupler P.V.C. joints fitted with bolts and nuts excluding cost of detachable joints/ split coupler P.V.C. joints rubber rings, bolts and nuts but including cost of labour and tools etc. and tested complete | 250 mm i/d pipe | Each | 164
Water Supply | 20.8.8 | Jointing A.C./P.V.C. pipes and specials with cast iron detachable joints/split coupler P.V.C. joints fitted with bolts and nuts excluding cost of detachable joints/ split coupler P.V.C. joints rubber rings, bolts and nuts but including cost of labour and tools etc. and tested complete | 300 mm i/d pipe | Each | 193
Water Supply | 20.9.1 | Cutting A.C./P.V.C. pipes and specials and chipping or filing surface to a uniform finish | 50 mm i/d | Each | 12
Water Supply | 20.9.2 | Cutting A.C./P.V.C. pipes and specials and chipping or filing surface to a uniform finish | 80 mm i/d | Each | 20
Water Supply | 20.9.3 | Cutting A.C./P.V.C. pipes and specials and chipping or filing surface to a uniform finish | 100 mm i/d | Each | 24
Water Supply | 20.9.4 | Cutting A.C./P.V.C. pipes and specials and chipping or filing surface to a uniform finish | 125 mm i/d | Each | 34
Water Supply | 20.9.5 | Cutting A.C./P.V.C. pipes and specials and chipping or filing surface to a uniform finish | 150 mm i/d | Each | 37
Water Supply | 20.9.6 | Cutting A.C./P.V.C. pipes and specials and chipping or filing surface to a uniform finish | 200 mm i/d | Each | 43
Water Supply | 20.9.7 | Cutting A.C./P.V.C. pipes and specials and chipping or filing surface to a uniform finish | 250 mm i/d | Each | 50
Water Supply | 20.9.8 | Cutting A.C./P.V.C. pipes and specials and chipping or filing surface to a uniform finish | 300 mm i/d C. FIXING OF C.I. VALVES HYDRANTS | Each | 62
Water Supply | 20.10.1 | Extra for fixing sluice valves/flap valves socketed or flanged including cartage from stores or nearest Railway Station to site of works | 80 mm i/d | Each | 2938
Water Supply | 20.10.2 | Extra for fixing sluice valves/flap valves socketed or flanged including cartage from stores or nearest Railway Station to site of works | 100 mm i/d | Each | 4221
Water Supply | 20.10.3 | Extra for fixing sluice valves/flap valves socketed or flanged including cartage from stores or nearest Railway Station to site of works | 150 mm i/d | Each | 6515
Water Supply | 20.10.4 | Extra for fixing sluice valves/flap valves socketed or flanged including cartage from stores or nearest Railway Station to site of works | 200 mm i/d | Each | 11353
Water Supply | 20.10.5 | Extra for fixing sluice valves/flap valves socketed or flanged including cartage from stores or nearest Railway Station to site of works | 250 mm i/d | Each | 17796
Water Supply | 20.10.6 | Extra for fixing sluice valves/flap valves socketed or flanged including cartage from stores or nearest Railway Station to site of works | 300 mm i/d | Each | 21628
Water Supply | 20.10.7 | Extra for fixing sluice valves/flap valves socketed or flanged including cartage from stores or nearest Railway Station to site of works | 350 mm i/d | Each | 34704
Water Supply | 20.10.8 | Extra for fixing sluice valves/flap valves socketed or flanged including cartage from stores or nearest Railway Station to site of works | 400 mm i/d | Each | 46951
Water Supply | 20.10.9 | Extra for fixing sluice valves/flap valves socketed or flanged including cartage from stores or nearest Railway Station to site of works | 450 mm i/d | Each | 55927
Water Supply | 20.10.10 | Extra for fixing sluice valves/flap valves socketed or flanged including cartage from stores or nearest Railway Station to site of works | 500 mm i/d | Each | 76402
Water Supply | 20.10.11 | Extra for fixing sluice valves/flap valves socketed or flanged including cartage from stores or nearest Railway Station to site of works | 600 mm i/d Note: Joints for sluice values shall be paid separately as pat item no.20.4 and 20.5 | Each | 108621
Water Supply | 20.11.1 | Providing & fixing cast iron double flanged swing check type reflux (non return) valves PN-1.6 marked with IS:5312 including nuts & bolts marked with IS:1363, rubber sheet marked with IS:638 etc., carriage loading, unloading, stacking, handling, re-handling etc. Complete in all respect to the satisfaction of Engineer-in-charge | 80 mm i/d | Each | 2835
Water Supply | 20.11.2 | Providing & fixing cast iron double flanged swing check type reflux (non return) valves PN-1.6 marked with IS:5312 including nuts & bolts marked with IS:1363, rubber sheet marked with IS:638 etc., carriage loading, unloading, stacking, handling, re-handling etc. Complete in all respect to the satisfaction of Engineer-in-charge | 100 mm i/d | Each | 3837
Water Supply | 20.11.3 | Providing & fixing cast iron double flanged swing check type reflux (non return) valves PN-1.6 marked with IS:5312 including nuts & bolts marked with IS:1363, rubber sheet marked with IS:638 etc., carriage loading, unloading, stacking, handling, re-handling etc. Complete in all respect to the satisfaction of Engineer-in-charge | 150 mm i/d | Each | 6435
Water Supply | 20.11.4 | Providing & fixing cast iron double flanged swing check type reflux (non return) valves PN-1.6 marked with IS:5312 including nuts & bolts marked with IS:1363, rubber sheet marked with IS:638 etc., carriage loading, unloading, stacking, handling, re-handling etc. Complete in all respect to the satisfaction of Engineer-in-charge | 200 mm i/d | Each | 10436
Water Supply | 20.11.5 | Providing & fixing cast iron double flanged swing check type reflux (non return) valves PN-1.6 marked with IS:5312 including nuts & bolts marked with IS:1363, rubber sheet marked with IS:638 etc., carriage loading, unloading, stacking, handling, re-handling etc. Complete in all respect to the satisfaction of Engineer-in-charge | 250 mm i/d | Each | 16018
Water Supply | 20.11.6 | Providing & fixing cast iron double flanged swing check type reflux (non return) valves PN-1.6 marked with IS:5312 including nuts & bolts marked with IS:1363, rubber sheet marked with IS:638 etc., carriage loading, unloading, stacking, handling, re-handling etc. Complete in all respect to the satisfaction of Engineer-in-charge | 300 mm i/d | Each | 19417
Water Supply | 20.11.7 | Providing & fixing cast iron double flanged swing check type reflux (non return) valves PN-1.6 marked with IS:5312 including nuts & bolts marked with IS:1363, rubber sheet marked with IS:638 etc., carriage loading, unloading, stacking, handling, re-handling etc. Complete in all respect to the satisfaction of Engineer-in-charge | 350 mm i/d | Each | 39540
Water Supply | 20.11.8 | Providing & fixing cast iron double flanged swing check type reflux (non return) valves PN-1.6 marked with IS:5312 including nuts & bolts marked with IS:1363, rubber sheet marked with IS:638 etc., carriage loading, unloading, stacking, handling, re-handling etc. Complete in all respect to the satisfaction of Engineer-in-charge | 400 mm i/d | Each | 46737
Water Supply | 20.11.9 | Providing & fixing cast iron double flanged swing check type reflux (non return) valves PN-1.6 marked with IS:5312 including nuts & bolts marked with IS:1363, rubber sheet marked with IS:638 etc., carriage loading, unloading, stacking, handling, re-handling etc. Complete in all respect to the satisfaction of Engineer-in-charge | 450 mm i/d | Each | 56575
Water Supply | 20.11.10 | Providing & fixing cast iron double flanged swing check type reflux (non return) valves PN-1.6 marked with IS:5312 including nuts & bolts marked with IS:1363, rubber sheet marked with IS:638 etc., carriage loading, unloading, stacking, handling, re-handling etc. Complete in all respect to the satisfaction of Engineer-in-charge | 500 mm i/d | Each | 89566
Water Supply | 20.11.11 | Providing & fixing cast iron double flanged swing check type reflux (non return) valves PN-1.6 marked with IS:5312 including nuts & bolts marked with IS:1363, rubber sheet marked with IS:638 etc., carriage loading, unloading, stacking, handling, re-handling etc. Complete in all respect to the satisfaction of Engineer-in-charge | 600 mm i/d Note: Joints for sluice values shall be paid separately as pat item no.20.4 and 20.5 | Each | 117605
Water Supply | 20.12 | Extra for fixing fire hydrants all sizes including cartage from Divisional Stores or nearest Railway Station to site of works Note: Joints for hydrants shall be paid separately as per item no.20.5 |  | Each | 124
Water Supply | 20.13.1 | Providing & fixing cast iron single air valves marked with IS:14845 including carriage, loading, uploading stacking, handling, re-handling etc. drilling, tapping, screwing etc. in valves connections complete in all respects to the satisfaction of Engineer-in-charge. (Rate is same for 40mm/50mm i/d pipes) | 40 mm i/d | Each | 1841
Water Supply | 20.13.2 | Providing & fixing cast iron single air valves marked with IS:14845 including carriage, loading, uploading stacking, handling, re-handling etc. drilling, tapping, screwing etc. in valves connections complete in all respects to the satisfaction of Engineer-in-charge. (Rate is same for 40mm/50mm i/d pipes) | 50 mm i/d | Each | 2015
Water Supply | 20.14.1 | Providing and fixing cast iron double air valves of size given below marked with IS: 14845 including carriage, loading, unloading stacking, handling, re- handling etc., drilling, tapping, screwing in valves connections complete in all respects to the satisfaction of Engineer-in- charge. (Rate is same for 65mm/80mm/100 i/d pipes) | 65 mm i/d | Each | 2144
Water Supply | 20.14.2 | Providing and fixing cast iron double air valves of size given below marked with IS: 14845 including carriage, loading, unloading stacking, handling, re- handling etc., drilling, tapping, screwing in valves connections complete in all respects to the satisfaction of Engineer-in- charge. (Rate is same for 65mm/80mm/100 i/d pipes) | 80 mm i/d | Each | 2395
Water Supply | 20.14.3 | Providing and fixing cast iron double air valves of size given below marked with IS: 14845 including carriage, loading, unloading stacking, handling, re- handling etc., drilling, tapping, screwing in valves connections complete in all respects to the satisfaction of Engineer-in- charge. (Rate is same for 65mm/80mm/100 i/d pipes) | 100 mm i/d | Each | 2838
Water Supply | 20.15.1 | Providing and fixing C.I. Kinetic air valves conforming to and marked with IS: 14845 including carriage, loading, unloading stacking, handling, re- handling etc., drilling, tapping, screwing in valves connections complete in all respects to the satisfaction of Engineer-in- Charge | 80 mm i/d | Each | 3217
Water Supply | 20.15.2 | Providing and fixing C.I. Kinetic air valves conforming to and marked with IS: 14845 including carriage, loading, unloading stacking, handling, re- handling etc., drilling, tapping, screwing in valves connections complete in all respects to the satisfaction of Engineer-in- Charge | 100 mm i/d | Each | 3530
Water Supply | 20.15.3 | Providing and fixing C.I. Kinetic air valves conforming to and marked with IS: 14845 including carriage, loading, unloading stacking, handling, re- handling etc., drilling, tapping, screwing in valves connections complete in all respects to the satisfaction of Engineer-in- Charge | 150 mm i/d | Each | 8573
Water Supply | 20.15.4 | Providing and fixing C.I. Kinetic air valves conforming to and marked with IS: 14845 including carriage, loading, unloading stacking, handling, re- handling etc., drilling, tapping, screwing in valves connections complete in all respects to the satisfaction of Engineer-in- Charge | 200 mm i/d | Each | 15341
Water Supply | 20.16 | Fixing cost iron sluice valve surface boxes/indicating plates including cartage from Divisional Stores or nearest Railway Station and embedding to correct levels in cement mortar 1:3 |  | Each | 96
Water Supply | 20.17 | Fixing cast iron fire hydrants surface boxes including cartage from divisional stores or nearest railway station and embedding to correct levels in cement mortar 1:3 |  | Each | 103
Water Supply | 20.18 | Fixing cast iron single air valves surface boxes including cartage from divisional stores or nearest railway station and embedding to correct levels in cement mortar 1:3 |  | Each | 97
Water Supply | 20.19 | Fixing cast iron double air valves surface boxes including cartage from divisional stores or nearest railway station and embedding to correct levels in cement mortar 1:3 Notes: (i) All surface boxes will be supplied without charge, ex­ divisional store or F.O.R. nearest railway station. (ii) Payment for lime, concrete, brick work, pitching etc., required in connection with the construction of brick work pits or chambers for sluice valves chambers and other works for water supply pipe lines where no and other works for water supply pipe lines where no composite rate exists will be made on the basis of actual measurements for each class of work at the rates laid down for appropriate classes of work in Schedule of Rates and no extra will be payable due to the limited quantities of the work or difficulties of construction or other causes. D. LAYING OF G.1./ P.V.C./W.I. PIPES AND SPECIALS |  | Each | 98
Water Supply | 20.20.1.1 | Labour for laying, jointing, fixing and testing G.1./P.V.C./W.I. pipelines and special tees, bends, sockets, elbow etc. inside building and testing etc. complete including cutting threading — Excluding cost of specials | 15 mm internal diametre of pipeline | Metre | 48
Water Supply | 20.20.1.2 | Labour for laying, jointing, fixing and testing G.1./P.V.C./W.I. pipelines and special tees, bends, sockets, elbow etc. inside building and testing etc. complete including cutting threading — Excluding cost of specials | 20 mm internal diametre of pipeline | Metre | 58
Water Supply | 20.20.1.3 | Labour for laying, jointing, fixing and testing G.1./P.V.C./W.I. pipelines and special tees, bends, sockets, elbow etc. inside building and testing etc. complete including cutting threading — Excluding cost of specials | 25 mm internal diametre of pipeline | Metre | 64
Water Supply | 20.20.1.4 | Labour for laying, jointing, fixing and testing G.1./P.V.C./W.I. pipelines and special tees, bends, sockets, elbow etc. inside building and testing etc. complete including cutting threading — Excluding cost of specials | 32 mm internal diametre of pipeline | Metre | 80
Water Supply | 20.20.1.5 | Labour for laying, jointing, fixing and testing G.1./P.V.C./W.I. pipelines and special tees, bends, sockets, elbow etc. inside building and testing etc. complete including cutting threading — Excluding cost of specials | 40 mm internal diametre of pipeline | Metre | 84
Water Supply | 20.20.1.6 | Labour for laying, jointing, fixing and testing G.1./P.V.C./W.I. pipelines and special tees, bends, sockets, elbow etc. inside building and testing etc. complete including cutting threading — Excluding cost of specials | 50 mm internal diametre of pipeline | Metre | 105
Water Supply | 20.20.2.1 | Labour for laying, jointing, fixing and testing G.1./P.V.C./W.I. pipelines and special tees, bends, sockets, elbow etc. inside building and testing etc. complete including cutting threading — Including cost ofspecials | 15 mm internal diametre of pipeline | Metre | 106
Water Supply | 20.20.2.2 | Labour for laying, jointing, fixing and testing G.1./P.V.C./W.I. pipelines and special tees, bends, sockets, elbow etc. inside building and testing etc. complete including cutting threading — Including cost ofspecials | 20 mm internal diametre of pipeline | Metre | 127
Water Supply | 20.20.2.3 | Labour for laying, jointing, fixing and testing G.1./P.V.C./W.I. pipelines and special tees, bends, sockets, elbow etc. inside building and testing etc. complete including cutting threading — Including cost ofspecials | 25 mm internal diametre of pipeline | Metre | 141
Water Supply | 20.20.2.4 | Labour for laying, jointing, fixing and testing G.1./P.V.C./W.I. pipelines and special tees, bends, sockets, elbow etc. inside building and testing etc. complete including cutting threading — Including cost ofspecials | 32 mm internal diametre of pipeline | Metre | 177
Water Supply | 20.20.2.5 | Labour for laying, jointing, fixing and testing G.1./P.V.C./W.I. pipelines and special tees, bends, sockets, elbow etc. inside building and testing etc. complete including cutting threading — Including cost ofspecials | 40 mm internal diametre of pipeline | Metre | 186
Water Supply | 20.20.2.6 | Labour for laying, jointing, fixing and testing G.1./P.V.C./W.I. pipelines and special tees, bends, sockets, elbow etc. inside building and testing etc. complete including cutting threading — Including cost ofspecials | 50 mm internal diametre of pipeline Notes: (i) Holder bats, flanged joints, unions and making chases in walls will be paid for separately. (ii) All G.I.IP.V.C.I W.I. pipes and specials shall be obtained by indent upon the executive engineer public health concerned and direct purchases by the contractor shall not be permitted except in such special cases as shall be allowed in writing by the executive engineer. (iii) All G.IJP.V.C./ W.I. pipes and specials bends, tees, etc., will be supplied ex-divisional stores or F.O.R. nearest Railway Station at the divisional stock issue rates in force when the specials are indented for and the rate includes the cost of cartage to the site of works including fixing, jointing and testing etc., complete. (iv) Square elbow must not be used for any work but round elbows used instead. (v) Short lengths of G.I. pipelines up to 9m in connection with construction of stand post and other such works will be paid at rates meant for inside building work | Metre | 220
Water Supply | 20.21.1 | Labour for laying jointing, fixing and testing G.1./P.V.C./W.I. pipe lines and special tees, bends, sockets, elbows etc. in trenches in the ground cutting, threading and testing, etc. complete | 15 mm internal diameter | Metre | 16
Water Supply | 20.21.2 | Labour for laying jointing, fixing and testing G.1./P.V.C./W.I. pipe lines and special tees, bends, sockets, elbows etc. in trenches in the ground cutting, threading and testing, etc. complete | 20 mm internal diameter | Metre | 23
Water Supply | 20.21.3 | Labour for laying jointing, fixing and testing G.1./P.V.C./W.I. pipe lines and special tees, bends, sockets, elbows etc. in trenches in the ground cutting, threading and testing, etc. complete | 25 mm internal diameter | Metre | 25
Water Supply | 20.21.4 | Labour for laying jointing, fixing and testing G.1./P.V.C./W.I. pipe lines and special tees, bends, sockets, elbows etc. in trenches in the ground cutting, threading and testing, etc. complete | 32 mm internal diameter | Metre | 36
Water Supply | 20.21.5 | Labour for laying jointing, fixing and testing G.1./P.V.C./W.I. pipe lines and special tees, bends, sockets, elbows etc. in trenches in the ground cutting, threading and testing, etc. complete | 40 mm internal diameter | Metre | 41
Water Supply | 20.21.6 | Labour for laying jointing, fixing and testing G.1./P.V.C./W.I. pipe lines and special tees, bends, sockets, elbows etc. in trenches in the ground cutting, threading and testing, etc. complete | 50 mm internal diameter | Metre | 45
Water Supply | 20.21.7 | Labour for laying jointing, fixing and testing G.1./P.V.C./W.I. pipe lines and special tees, bends, sockets, elbows etc. in trenches in the ground cutting, threading and testing, etc. complete | 65 mm internal diameter | Metre | 45
Water Supply | 20.21.8 | Labour for laying jointing, fixing and testing G.1./P.V.C./W.I. pipe lines and special tees, bends, sockets, elbows etc. in trenches in the ground cutting, threading and testing, etc. complete | 80 mm internal diameter | Metre | 49
Water Supply | 20.21.9 | Labour for laying jointing, fixing and testing G.1./P.V.C./W.I. pipe lines and special tees, bends, sockets, elbows etc. in trenches in the ground cutting, threading and testing, etc. complete | 100 mm internal diameter | Metre | 57
Water Supply | 20.22.1 | Extra for fixing flanged joints on G.I. and W.I. pipelines including cost of jointing materials | 15 mm internal diametre | Each | 20
Water Supply | 20.22.2 | Extra for fixing flanged joints on G.I. and W.I. pipelines including cost of jointing materials | 20 mm internal diametre | Each | 22
Water Supply | 20.22.3 | Extra for fixing flanged joints on G.I. and W.I. pipelines including cost of jointing materials | 25 mm internal diametre | Each | 25
Water Supply | 20.22.4 | Extra for fixing flanged joints on G.I. and W.I. pipelines including cost of jointing materials | 32 mm internal diametre | Each | 28
Water Supply | 20.22.5 | Extra for fixing flanged joints on G.I. and W.I. pipelines including cost of jointing materials | 40 mm internal diametre | Each | 33
Water Supply | 20.22.6 | Extra for fixing flanged joints on G.I. and W.I. pipelines including cost of jointing materials | 50 mm internal diametre | Each | 40
Water Supply | 20.22.7 | Extra for fixing flanged joints on G.I. and W.I. pipelines including cost of jointing materials | 65 mm internal diametre | Each | 46
Water Supply | 20.22.8 | Extra for fixing flanged joints on G.I. and W.I. pipelines including cost of jointing materials | 80mm internal diameter | Each | 48
Water Supply | 20.22.9 | Extra for fixing flanged joints on G.I. and W.I. pipelines including cost of jointing materials | 100 mm internal diameter Notes: (i) The jointing material for the above will be supplied ex- divisional stores or F.O.R. nearest station at the stock issue rates in force when the material is indented for. (ii) All bolts, nuts and washers will be supplied without charge to the contractor ex- divisional stores or F.O.R. nearest railway station and the rate includes the cost of the carriage to site of works | Each | 53
Water Supply | 20.23.1 | Extra for fixing and jointing union couplings in G.I. and W.I. pipelines | 15 mm internal diameter | Each | 9
Water Supply | 20.23.2 | Extra for fixing and jointing union couplings in G.I. and W.I. pipelines | 20 mm internal diameter | Each | 10
Water Supply | 20.23.3 | Extra for fixing and jointing union couplings in G.I. and W.I. pipelines | 25 mm internal diameter | Each | 13
Water Supply | 20.23.4 | Extra for fixing and jointing union couplings in G.I. and W.I. pipelines | 32 mm internal diameter | Each | 15
Water Supply | 20.23.5 | Extra for fixing and jointing union couplings in G.I. and W.I. pipelines | 40 mm internal diameter | Each | 17
Water Supply | 20.23.6 | Extra for fixing and jointing union couplings in G.I. and W.I. pipelines | 50 mm internal diameter | Each | 17
Water Supply | 20.23.7 | Extra for fixing and jointing union couplings in G.I. and W.I. pipelines | 65 mm internal diameter | Each | 21
Water Supply | 20.23.8 | Extra for fixing and jointing union couplings in G.I. and W.I. pipelines | 80 mm internal diameter | Each | 21
Water Supply | 20.23.9 | Extra for fixing and jointing union couplings in G.I. and W.I. pipelines | 100 mm internal diameter Notes: (I) These unions shall be fixed on branches at or the junctions with the main G.I. pipeline and also at intervals of about 30 metres on all pipelines laid in ground and at intervals of 18 to 24 m on pipelines laid on roofs and inside buildings. (ii) The rates apply to couplings on straight lines, branches and also on bends. (iii) The coup lings will be supplied without charge to the contractor ex-divisional stores or F.O.R. nearest railway station and the rate includes cost of cartage, fixing and testing etc., complete. E. DRILLING AND TAPPING OF C.I. PIPES | Each | 23
Water Supply | 20.24.1 | Drilling and tapping cast iron pipe lines of all diameters and screwing in ferrule and connections | Ferrule size 10 mm | Each | 657
Water Supply | 20.24.2 | Drilling and tapping cast iron pipe lines of all diameters and screwing in ferrule and connections | Ferrule size 15 mm | Each | 668
Water Supply | 20.24.3 | Drilling and tapping cast iron pipe lines of all diameters and screwing in ferrule and connections | Ferrule size 20 mm | Each | 751
Water Supply | 20.24.4 | Drilling and tapping cast iron pipe lines of all diameters and screwing in ferrule and connections | Ferrule size 25 mm | Each | 799
Water Supply | 20.24.5 | Drilling and tapping cast iron pipe lines of all diameters and screwing in ferrule and connections | Ferrule size 32 mm | Each | 847
Water Supply | 20.24.6 | Drilling and tapping cast iron pipe lines of all diameters and screwing in ferrule and connections | Ferrule size 40 mm Note: Ferrule will be supplied without charges to the contractor, ex- divisional stores or F.O.R. nearest railway station. The fixing rate includes cartage to site of work and also cost of excavation up to the main and filling in and complete job and making good the surface after finishing the job. The rate is for complete job. F. CUTTING HOLES IN WALLS/ FLOORS/ ROOFS | Each | 942
Water Supply | 20.25.1 | Cutting holes up to 23 cm square through brick work in mud walls for pipes and making good induding repointing, replastering and finishing according to existing finish where required | 11.43 cm thick wall | Each | 103
Water Supply | 20.25.2 | Cutting holes up to 23 cm square through brick work in mud walls for pipes and making good induding repointing, replastering and finishing according to existing finish where required | 22.86 cm thick wall | Each | 152
Water Supply | 20.25.3 | Cutting holes up to 23 cm square through brick work in mud walls for pipes and making good induding repointing, replastering and finishing according to existing finish where required | 34.29 cm thick wall | Each | 227
Water Supply | 20.25.4 | Cutting holes up to 23 cm square through brick work in mud walls for pipes and making good induding repointing, replastering and finishing according to existing finish where required | 45. 72 cm thick wall | Each | 286
Water Supply | 20.25.5 | Cutting holes up to 23 cm square through brick work in mud walls for pipes and making good induding repointing, replastering and finishing according to existing finish where required | 57.15 cm thick wall | Each | 352
Water Supply | 20.25.6 | Cutting holes up to 23 cm square through brick work in mud walls for pipes and making good induding repointing, replastering and finishing according to existing finish where required | 68.58 cm thick wall | Each | 425
Water Supply | 20.26.1 | Cutting holes up to 23 cm through stone masonry or brick work in cement walls for pipes and making good including repointing, replastering and finishing according to existing finish where required | 11.43 cm thick wall | Each | 184
Water Supply | 20.26.2 | Cutting holes up to 23 cm through stone masonry or brick work in cement walls for pipes and making good including repointing, replastering and finishing according to existing finish where required | 22.86 cm thick wall | Each | 271
Water Supply | 20.26.3 | Cutting holes up to 23 cm through stone masonry or brick work in cement walls for pipes and making good including repointing, replastering and finishing according to existing finish where required | 34.29 cm thick wall | Each | 357
Water Supply | 20.26.4 | Cutting holes up to 23 cm through stone masonry or brick work in cement walls for pipes and making good including repointing, replastering and finishing according to existing finish where required | 45. 72 cm thick wall | Each | 452
Water Supply | 20.26.5 | Cutting holes up to 23 cm through stone masonry or brick work in cement walls for pipes and making good including repointing, replastering and finishing according to existing finish where required | 57.15 cm thick wall | Each | 505
Water Supply | 20.26.6 | Cutting holes up to 23 cm through stone masonry or brick work in cement walls for pipes and making good including repointing, replastering and finishing according to existing finish where required | 68.58 cm thick wall | Each | 555
Water Supply | 20.27.1 | Cutting holes up to 23 cm square for pipes in flooring and roofs of brick tiles with lime concrete and making good including, repointing, replastering and colour or white washing where required | 75 mm thickness of floor | Each | 89
Water Supply | 20.27.2 | Cutting holes up to 23 cm square for pipes in flooring and roofs of brick tiles with lime concrete and making good including, repointing, replastering and colour or white washing where required | 115 mm thickness of floor | Each | 140
Water Supply | 20.27.3 | Cutting holes up to 23 cm square for pipes in flooring and roofs of brick tiles with lime concrete and making good including, repointing, replastering and colour or white washing where required | 150 mm thickness of floor | Each | 170
Water Supply | 20.27.4 | Cutting holes up to 23 cm square for pipes in flooring and roofs of brick tiles with lime concrete and making good including, repointing, replastering and colour or white washing where required | 190 mm thickness of floor | Each | 188
Water Supply | 20.27.5 | Cutting holes up to 23 cm square for pipes in flooring and roofs of brick tiles with lime concrete and making good including, repointing, replastering and colour or white washing where required | 225 mm thickness of floor | Each | 197
Water Supply | 20.28.1 | Cutting holes up to 23 cm square for pipes in floor and roofs of cement concrete reinforced concrete or reinforced brick work and making good including, repainting, replastering, replacing bitumen and colour or white washing where required | 75 mm thickness of roof or floor | Each | 95
Water Supply | 20.28.2 | Cutting holes up to 23 cm square for pipes in floor and roofs of cement concrete reinforced concrete or reinforced brick work and making good including, repainting, replastering, replacing bitumen and colour or white washing where required | 115 mm thickness of roof or floor | Each | 115
Water Supply | 20.28.3 | Cutting holes up to 23 cm square for pipes in floor and roofs of cement concrete reinforced concrete or reinforced brick work and making good including, repainting, replastering, replacing bitumen and colour or white washing where required | 150 mm thickness of roof or floor | Each | 162
Water Supply | 20.28.4 | Cutting holes up to 23 cm square for pipes in floor and roofs of cement concrete reinforced concrete or reinforced brick work and making good including, repainting, replastering, replacing bitumen and colour or white washing where required | 190 mm thickness of roof or floor | Each | 182
Water Supply | 20.28.5 | Cutting holes up to 23 cm square for pipes in floor and roofs of cement concrete reinforced concrete or reinforced brick work and making good including, repainting, replastering, replacing bitumen and colour or white washing where required | 225 mm thickness of roof or floor | Each | 201
Water Supply | 20.29.1 | Labour our fixing G.I. or W.I. pipe sleeve pieces in holes in walls, floors, and roofs rounds pipes including all cutting and wastage | 15 mm internal diameter of sleeve pipe | Metre | 36
Water Supply | 20.29.2 | Labour our fixing G.I. or W.I. pipe sleeve pieces in holes in walls, floors, and roofs rounds pipes including all cutting and wastage | 20 mm internal diameter of sleeve pipe | Metre | 40
Water Supply | 20.29.3 | Labour our fixing G.I. or W.I. pipe sleeve pieces in holes in walls, floors, and roofs rounds pipes including all cutting and wastage | 25 mm internal diameter of sleeve pipe | Metre | 56
Water Supply | 20.29.4 | Labour our fixing G.I. or W.I. pipe sleeve pieces in holes in walls, floors, and roofs rounds pipes including all cutting and wastage | 32 mm internal diameter of sleeve pipe | Metre | 56
Water Supply | 20.29.5 | Labour our fixing G.I. or W.I. pipe sleeve pieces in holes in walls, floors, and roofs rounds pipes including all cutting and wastage | 40 mm internal diameter of sleeve pipe | Metre | 68
Water Supply | 20.29.6 | Labour our fixing G.I. or W.I. pipe sleeve pieces in holes in walls, floors, and roofs rounds pipes including all cutting and wastage | 50 mm internal diameter of sleeve pipe | Metre | 72
Water Supply | 20.29.7 | Labour our fixing G.I. or W.I. pipe sleeve pieces in holes in walls, floors, and roofs rounds pipes including all cutting and wastage | 65 mm internal diameter of sleeve pipe | Metre | 72
Water Supply | 20.29.8 | Labour our fixing G.I. or W.I. pipe sleeve pieces in holes in walls, floors, and roofs rounds pipes including all cutting and wastage | 80 mm internal diameter of sleeve pipe | Metre | 80
Water Supply | 20.29.9 | Labour our fixing G.I. or W.I. pipe sleeve pieces in holes in walls, floors, and roofs rounds pipes including all cutting and wastage | 100 mm internal diameter of sleeve pipe | Metre | 96
Water Supply | 20.30.1 | Fixing galvanised malleable iron holder bats hold fasts to pipe lines fixed on walls and ceilings induding all cutting to walls and making good to original condition | 15 mm internal diameter of pipeline | Each | 34
Water Supply | 20.30.2 | Fixing galvanised malleable iron holder bats hold fasts to pipe lines fixed on walls and ceilings induding all cutting to walls and making good to original condition | 20 mm internal diameter of pipeline | Each | 34
Water Supply | 20.30.3 | Fixing galvanised malleable iron holder bats hold fasts to pipe lines fixed on walls and ceilings induding all cutting to walls and making good to original condition | 25 mm internal diameter of pipeline | Each | 43
Water Supply | 20.30.4 | Fixing galvanised malleable iron holder bats hold fasts to pipe lines fixed on walls and ceilings induding all cutting to walls and making good to original condition | 32 mm internal diameter of pipeline | Each | 43
Water Supply | 20.30.5 | Fixing galvanised malleable iron holder bats hold fasts to pipe lines fixed on walls and ceilings induding all cutting to walls and making good to original condition | 40 mm internal diameter of pipeline | Each | 49
Water Supply | 20.30.6 | Fixing galvanised malleable iron holder bats hold fasts to pipe lines fixed on walls and ceilings induding all cutting to walls and making good to original condition | 50 mm internal diameter of pipeline | Each | 49
Water Supply | 20.30.7 | Fixing galvanised malleable iron holder bats hold fasts to pipe lines fixed on walls and ceilings induding all cutting to walls and making good to original condition | 65 mm internal diameter of pipeline | Each | 57
Water Supply | 20.30.8 | Fixing galvanised malleable iron holder bats hold fasts to pipe lines fixed on walls and ceilings induding all cutting to walls and making good to original condition | BO mm internal diameter of pipeline | Each | 57
Water Supply | 20.30.9 | Fixing galvanised malleable iron holder bats hold fasts to pipe lines fixed on walls and ceilings induding all cutting to walls and making good to original condition | 100 mm internal diameter of pipeline Notes: (i) Holder bats are generally required to be fixed at intervals of about 2.4 M on straight line. (ii) The holder bats will be supplied free of cost to the contractor ex- divisional stores or nearest railway station. The rates include the cost of carriage and labour, etc., to site of works. G. FIXING OF VALVES, COCKS, SHOWERS AND METERS ETC | Each | 68
Water Supply | 20.31.1 | Fixing and jointing gun metal peet valves (heavy pattern) with hand wheels, on G.I. pipelines laid in the ground or inside buildings, including cartage from divisional stores or nearest railway station to site of works | 15 mm internal diametre | Each | 29
Water Supply | 20.31.2 | Fixing and jointing gun metal peet valves (heavy pattern) with hand wheels, on G.I. pipelines laid in the ground or inside buildings, including cartage from divisional stores or nearest railway station to site of works | 20 mm internal diametre | Each | 39
Water Supply | 20.31.3 | Fixing and jointing gun metal peet valves (heavy pattern) with hand wheels, on G.I. pipelines laid in the ground or inside buildings, including cartage from divisional stores or nearest railway station to site of works | 25 mm internal diametre | Each | 42
Water Supply | 20.31.4 | Fixing and jointing gun metal peet valves (heavy pattern) with hand wheels, on G.I. pipelines laid in the ground or inside buildings, including cartage from divisional stores or nearest railway station to site of works | 32 mm internal diametre | Each | 49
Water Supply | 20.31.5 | Fixing and jointing gun metal peet valves (heavy pattern) with hand wheels, on G.I. pipelines laid in the ground or inside buildings, including cartage from divisional stores or nearest railway station to site of works | 40 mm internal diametre | Each | 57
Water Supply | 20.31.6 | Fixing and jointing gun metal peet valves (heavy pattern) with hand wheels, on G.I. pipelines laid in the ground or inside buildings, including cartage from divisional stores or nearest railway station to site of works | 50 mm internal diametre | Each | 78
Water Supply | 20.31.7 | Fixing and jointing gun metal peet valves (heavy pattern) with hand wheels, on G.I. pipelines laid in the ground or inside buildings, including cartage from divisional stores or nearest railway station to site of works | 65 mm internal diametre | Each | 97
Water Supply | 20.31.8 | Fixing and jointing gun metal peet valves (heavy pattern) with hand wheels, on G.I. pipelines laid in the ground or inside buildings, including cartage from divisional stores or nearest railway station to site of works | BO mm internal diametre | Each | 108
Water Supply | 20.31.9 | Fixing and jointing gun metal peet valves (heavy pattern) with hand wheels, on G.I. pipelines laid in the ground or inside buildings, including cartage from divisional stores or nearest railway station to site of works | 100 mm internal diametre Note: Peet valves will be supplied free of cost to the contractor ex- divisional stores or nearest railway station | Each | 114
Water Supply | 20.32.1 | Fixing screw down stop cocks of gunmetal or hard brass on G.I. pipelines laid in the ground or inside buildings induding cartage from divisional stores or nearest railway station to site of works | 15 mm internal diametre | Each | 28
Water Supply | 20.32.2 | Fixing screw down stop cocks of gunmetal or hard brass on G.I. pipelines laid in the ground or inside buildings induding cartage from divisional stores or nearest railway station to site of works | 20 mm internal diametre | Each | 32
Water Supply | 20.32.3 | Fixing screw down stop cocks of gunmetal or hard brass on G.I. pipelines laid in the ground or inside buildings induding cartage from divisional stores or nearest railway station to site of works | 25 mm internal diametre | Each | 36
Water Supply | 20.32.4 | Fixing screw down stop cocks of gunmetal or hard brass on G.I. pipelines laid in the ground or inside buildings induding cartage from divisional stores or nearest railway station to site of works | 32 mm internal diametre | Each | 42
Water Supply | 20.32.5 | Fixing screw down stop cocks of gunmetal or hard brass on G.I. pipelines laid in the ground or inside buildings induding cartage from divisional stores or nearest railway station to site of works | 40 mm internal diametre | Each | 44
Water Supply | 20.32.6 | Fixing screw down stop cocks of gunmetal or hard brass on G.I. pipelines laid in the ground or inside buildings induding cartage from divisional stores or nearest railway station to site of works | 50 mm internal diametre Note: The stop cocks will be supplied free of cost to the contractor ex, divisional stores or nearest railway station | Each | 64
Water Supply | 20.33.1 | Fixing bib taps of gun-metal or hard brass on G.I. pipe lines including cartage from divisional stores or nearest railway station to site of works | 15 mm internal diametre | Each | 19
Water Supply | 20.33.2 | Fixing bib taps of gun-metal or hard brass on G.I. pipe lines including cartage from divisional stores or nearest railway station to site of works | 20 mm internal diametre | Each | 20
Water Supply | 20.33.3 | Fixing bib taps of gun-metal or hard brass on G.I. pipe lines including cartage from divisional stores or nearest railway station to site of works | 25 mm internal diametre | Each | 22
Water Supply | 20.33.4 | Fixing bib taps of gun-metal or hard brass on G.I. pipe lines including cartage from divisional stores or nearest railway station to site of works | 32 mm internal diametre | Each | 24
Water Supply | 20.33.5 | Fixing bib taps of gun-metal or hard brass on G.I. pipe lines including cartage from divisional stores or nearest railway station to site of works | 40 mm internal diametre | Each | 26
Water Supply | 20.33.6 | Fixing bib taps of gun-metal or hard brass on G.I. pipe lines including cartage from divisional stores or nearest railway station to site of works | 50 mm internal diametre | Each | 37
Water Supply | 20.34.1 | Fixing ball values including cartage from divisional stores or nearest railway station to site of works | 15 mm internal diametre | Each | 49
Water Supply | 20.34.2 | Fixing ball values including cartage from divisional stores or nearest railway station to site of works | 20 mm internal diametre | Each | 49
Water Supply | 20.34.3 | Fixing ball values including cartage from divisional stores or nearest railway station to site of works | 25 mm internal diametre | Each | 73
Water Supply | 20.34.4 | Fixing ball values including cartage from divisional stores or nearest railway station to site of works | 32 mm internal diametre | Each | 73
Water Supply | 20.34.5 | Fixing ball values including cartage from divisional stores or nearest railway station to site of works | 40 mm internal diametre | Each | 85
Water Supply | 20.34.6 | Fixing ball values including cartage from divisional stores or nearest railway station to site of works | 50 mm internal diametre | Each | 98
Water Supply | 20.35.1 | Fixing chromium plated brass shower rose induding carriage from divisional stores or nearest railway station to site of works | 150 mm i/d shower rose with 15 mm or 20 mm inlet | Each | 17
Water Supply | 20.35.2 | Fixing chromium plated brass shower rose induding carriage from divisional stores or nearest railway station to site of works | 100 mm i/d shower rose with 15 mm or 20 mm inlet | Each | 17
Water Supply | 20.36 | Making connection with the existing G.I. branch main up to 40 mm size including cutting and threading pipe etc., complete excluding cost of tee and long screw, but including cartage of material to site |  | Each | 361
Water Supply | 20.37 | Fixing water meter and stop cock in G.I. pipe line up to 25 mm size including cutting and threading pipe and making long screw etc. complete including cost of G.I. jam nut but excluding cost of water meter and stop cock |  | Each | 195
Water Supply | 20.38 | Fixing peet value and stop cock surface boxes (coat iron) including cartage from divisional stores or nearest railway station to site of works. Note: The surface boxes will be supplied free of cost to the contractor ex-divisional stores or nearest railway station. H. DISMANTLING OF G.I. JOINTS PIPES VALVES AND SPECIALS |  | Each | 55
Water Supply | 20.39.1 | Dismantling lead caulked joints of cast iron socketed pipes, valves and specials by heating the joints induding the cost of labour, fuel and tools, etc. collecting the lead taken out from the joints and delivering the same to the divisional stores | 50 mm internal diametre of pipe, valves or specials | Joint | 24
Water Supply | 20.39.2 | Dismantling lead caulked joints of cast iron socketed pipes, valves and specials by heating the joints induding the cost of labour, fuel and tools, etc. collecting the lead taken out from the joints and delivering the same to the divisional stores | 65 mm internal diametre of pipe, valves or specials | Joint | 24
Water Supply | 20.39.3 | Dismantling lead caulked joints of cast iron socketed pipes, valves and specials by heating the joints induding the cost of labour, fuel and tools, etc. collecting the lead taken out from the joints and delivering the same to the divisional stores | BO mm internal diametre of pipe, valves or specials | Joint | 33
Water Supply | 20.39.4 | Dismantling lead caulked joints of cast iron socketed pipes, valves and specials by heating the joints induding the cost of labour, fuel and tools, etc. collecting the lead taken out from the joints and delivering the same to the divisional stores | 100 mm internal diametre of pipe, valves or specials | Joint | 37
Water Supply | 20.39.5 | Dismantling lead caulked joints of cast iron socketed pipes, valves and specials by heating the joints induding the cost of labour, fuel and tools, etc. collecting the lead taken out from the joints and delivering the same to the divisional stores | 125 mm internal diametre of pipe, valves or specials | Joint | 37
Water Supply | 20.39.6 | Dismantling lead caulked joints of cast iron socketed pipes, valves and specials by heating the joints induding the cost of labour, fuel and tools, etc. collecting the lead taken out from the joints and delivering the same to the divisional stores | 150 mm internal diametre of pipe, valves or specials | Joint | 55
Water Supply | 20.39.7 | Dismantling lead caulked joints of cast iron socketed pipes, valves and specials by heating the joints induding the cost of labour, fuel and tools, etc. collecting the lead taken out from the joints and delivering the same to the divisional stores | 175 mm internal diametre of pipe, valves or specials | Joint | 67
Water Supply | 20.39.8 | Dismantling lead caulked joints of cast iron socketed pipes, valves and specials by heating the joints induding the cost of labour, fuel and tools, etc. collecting the lead taken out from the joints and delivering the same to the divisional stores | 200 mm internal diametre of pipe, valves or specials | Joint | 79
Water Supply | 20.39.9 | Dismantling lead caulked joints of cast iron socketed pipes, valves and specials by heating the joints induding the cost of labour, fuel and tools, etc. collecting the lead taken out from the joints and delivering the same to the divisional stores | 225 mm internal diametre of pipe, valves or specials | Joint | 89
Water Supply | 20.39.10 | Dismantling lead caulked joints of cast iron socketed pipes, valves and specials by heating the joints induding the cost of labour, fuel and tools, etc. collecting the lead taken out from the joints and delivering the same to the divisional stores | 250 mm internal diametre of pipe, valves or specials | Joint | 103
Water Supply | 20.39.11 | Dismantling lead caulked joints of cast iron socketed pipes, valves and specials by heating the joints induding the cost of labour, fuel and tools, etc. collecting the lead taken out from the joints and delivering the same to the divisional stores | 300 mm internal diametre of pipe, valves or specials | Joint | 135
Water Supply | 20.39.12 | Dismantling lead caulked joints of cast iron socketed pipes, valves and specials by heating the joints induding the cost of labour, fuel and tools, etc. collecting the lead taken out from the joints and delivering the same to the divisional stores | 350 mm internal diametre of pipe, valves or specials | Joint | 154
Water Supply | 20.39.13 | Dismantling lead caulked joints of cast iron socketed pipes, valves and specials by heating the joints induding the cost of labour, fuel and tools, etc. collecting the lead taken out from the joints and delivering the same to the divisional stores | 375 mm internal diametre of pipe, valves or specials | Joint | 162
Water Supply | 20.39.14 | Dismantling lead caulked joints of cast iron socketed pipes, valves and specials by heating the joints induding the cost of labour, fuel and tools, etc. collecting the lead taken out from the joints and delivering the same to the divisional stores | 400 mm internal diametre of pipe, valves or specials | Joint | 172
Water Supply | 20.39.15 | Dismantling lead caulked joints of cast iron socketed pipes, valves and specials by heating the joints induding the cost of labour, fuel and tools, etc. collecting the lead taken out from the joints and delivering the same to the divisional stores | 450 mm internal diametre of pipe, valves or specials | Joint | 257
Water Supply | 20.39.16 | Dismantling lead caulked joints of cast iron socketed pipes, valves and specials by heating the joints induding the cost of labour, fuel and tools, etc. collecting the lead taken out from the joints and delivering the same to the divisional stores | 500 mm internal diametre of pipe, valves or specials | Joint | 289
Water Supply | 20.39.17 | Dismantling lead caulked joints of cast iron socketed pipes, valves and specials by heating the joints induding the cost of labour, fuel and tools, etc. collecting the lead taken out from the joints and delivering the same to the divisional stores | 525 mm internal diametre of pipe, valves or specials | Joint | 297
Water Supply | 20.39.18 | Dismantling lead caulked joints of cast iron socketed pipes, valves and specials by heating the joints induding the cost of labour, fuel and tools, etc. collecting the lead taken out from the joints and delivering the same to the divisional stores | 550 mm internal diametre of pipe, valves or specials | Joint | 351
Water Supply | 20.39.19 | Dismantling lead caulked joints of cast iron socketed pipes, valves and specials by heating the joints induding the cost of labour, fuel and tools, etc. collecting the lead taken out from the joints and delivering the same to the divisional stores | 600 mm internal diametre of pipe, valves or specials | Joint | 382
Water Supply | 20.40.1 | Dismantling flanged joints for cast-iron pipes, valves and specials including carriage of bolts, nuts, and washers to the divisional stores | 50 mm, 65 mm, BO mm & 100 mm i/d of pipes, valves and specials | Each | 12
Water Supply | 20.40.2 | Dismantling flanged joints for cast-iron pipes, valves and specials including carriage of bolts, nuts, and washers to the divisional stores | 125 mm, 150 mm, 175 mm & 200 mm i/d of pipes, valves and specials | Each | 25
Water Supply | 20.40.3 | Dismantling flanged joints for cast-iron pipes, valves and specials including carriage of bolts, nuts, and washers to the divisional stores | 300 mm, 350 mm and 375 mm i/d of pipes, valves and specials | Each | 66
Water Supply | 20.40.4 | Dismantling flanged joints for cast-iron pipes, valves and specials including carriage of bolts, nuts, and washers to the divisional stores | 400 mm and 450 mm i/d of pipes, valves and specials | Each | 75
Water Supply | 20.40.5 | Dismantling flanged joints for cast-iron pipes, valves and specials including carriage of bolts, nuts, and washers to the divisional stores | 500 mm and 525 mm i/d of pipes, valves and specials | Each | 82
Water Supply | 20.40.6 | Dismantling flanged joints for cast-iron pipes, valves and specials including carriage of bolts, nuts, and washers to the divisional stores | 550 mm and 600 mm i/d of pipes, valves and specials | Each | 99
Water Supply | 20.42.1 | Dismantling sluice valves socketed or flanged including cartage from the site of works to the divisional store | 50 mm internal diametre of valve | Each | 49
Water Supply | 20.42.2 | Dismantling sluice valves socketed or flanged including cartage from the site of works to the divisional store | 65 mm internal diametre of valve | Each | 50
Water Supply | 20.42.3 | Dismantling sluice valves socketed or flanged including cartage from the site of works to the divisional store | BO mm internal diametre of valve | Each | 50
Water Supply | 20.42.4 | Dismantling sluice valves socketed or flanged including cartage from the site of works to the divisional store | 100 mm internal diametre of valve | Each | 51
Water Supply | 20.42.5 | Dismantling sluice valves socketed or flanged including cartage from the site of works to the divisional store | 125 mm internal diametre of valve | Each | 64
Water Supply | 20.42.6 | Dismantling sluice valves socketed or flanged including cartage from the site of works to the divisional store | 150 mm internal diametre of valve | Each | 65
Water Supply | 20.42.7 | Dismantling sluice valves socketed or flanged including cartage from the site of works to the divisional store | 175 mm internal diametre of valve | Each | 67
Water Supply | 20.42.8 | Dismantling sluice valves socketed or flanged including cartage from the site of works to the divisional store | 200 mm internal diametre of valve | Each | 69
Water Supply | 20.42.9 | Dismantling sluice valves socketed or flanged including cartage from the site of works to the divisional store | 225 mm internal diametre of valve | Each | 57
Water Supply | 20.42.10 | Dismantling sluice valves socketed or flanged including cartage from the site of works to the divisional store | 250 mm internal diametre of valve | Each | 73
Water Supply | 20.42.11 | Dismantling sluice valves socketed or flanged including cartage from the site of works to the divisional store | 300 mm internal diametre of valve | Each | 77
Water Supply | 20.42.12 | Dismantling sluice valves socketed or flanged including cartage from the site of works to the divisional store | 350 mm internal diametre of valve | Each | 84
Water Supply | 20.42.13 | Dismantling sluice valves socketed or flanged including cartage from the site of works to the divisional store | 375 mm internal diametre of valve | Each | 97
Water Supply | 20.42.14 | Dismantling sluice valves socketed or flanged including cartage from the site of works to the divisional store | 400 mm internal diametre of valve | Each | 102
Water Supply | 20.42.15 | Dismantling sluice valves socketed or flanged including cartage from the site of works to the divisional store | 450 mm internal diametre of valve | Each | 111
Water Supply | 20.42.16 | Dismantling sluice valves socketed or flanged including cartage from the site of works to the divisional store | 500 mm internal diametre of valve | Each | 136
Water Supply | 20.42.17 | Dismantling sluice valves socketed or flanged including cartage from the site of works to the divisional store | 525 mm internal diametre of valve | Each | 142
Water Supply | 20.42.18 | Dismantling sluice valves socketed or flanged including cartage from the site of works to the divisional store | 550 mm internal diametre of valve | Each | 165
Water Supply | 20.42.19 | Dismantling sluice valves socketed or flanged including cartage from the site of works to the divisional store | 600 mm internal diametre of valve | Each | 182
Water Supply | 20.43 | Dismantling fire hydrants of all sizes including dismantling joint cartage from site of works to the divisional stores |  | Each | 57
Water Supply | 20.44 | Dismantling single or double air valves all sizes including dismantling the joints and cartage from the size of works to the divisional store |  | Each | 57
Water Supply | 20.45 | Dismantling cast iron surface boxes for sluice valves and fire hydrants including cartage from the site of works to the divisional stores |  | Each | 56
Water Supply | 20.46 | Dismantling cast iron single air value surface boxes including cartage from the site of works to the divisional stores |  | Each | 46
Water Supply | 20.47 | Dismantling cast iron double air value surface boxes including cartage from the site of works to the divisional stores. I. FIXING BELL MOUTHS |  | Each | 149
Water Supply | 20.48.1 | Fixing bell mouths with or without puddle collars puddle collar pieces and plain, socketed or flanged pipes in bricks, cement concrete or reinforced cement concrete used for inlets outlets scour and overflow pipes of the overhead service reservoirs of the length of pipe or special embedded to correct alignment and levels including the cost of cutting hole if required, cement concrete filling around the pipes or specials and making good the joint water tight including repainting, replastering and colour or white- washing as required by the Engineer-in-charge | Up to 300 mm internal diametre | Each | 463
Water Supply | 20.48.2 | Fixing bell mouths with or without puddle collars puddle collar pieces and plain, socketed or flanged pipes in bricks, cement concrete or reinforced cement concrete used for inlets outlets scour and overflow pipes of the overhead service reservoirs of the length of pipe or special embedded to correct alignment and levels including the cost of cutting hole if required, cement concrete filling around the pipes or specials and making good the joint water tight including repainting, replastering and colour or white- washing as required by the Engineer-in-charge | Exceeding 300 mm internal diametre but not exceeding 450 mm internal diametre | Each | 691
Water Supply | 20.48.3 | Fixing bell mouths with or without puddle collars puddle collar pieces and plain, socketed or flanged pipes in bricks, cement concrete or reinforced cement concrete used for inlets outlets scour and overflow pipes of the overhead service reservoirs of the length of pipe or special embedded to correct alignment and levels including the cost of cutting hole if required, cement concrete filling around the pipes or specials and making good the joint water tight including repainting, replastering and colour or white- washing as required by the Engineer-in-charge | Exceeding 450 mm internal diametre but not exceeding 600 mm internal diametre | Each | 980
Water Supply | 20.49.1 | Bailing out water from the trenches for making new connections in fully charged pipe-lines including cleaning trimming and dressing the trenches to correct alignment and grade as required by the Engineer-in-charge. Size of the main with which connection is to be made | Up to 200 mm internal diametre | Each | 1063
Water Supply | 20.49.2 | Bailing out water from the trenches for making new connections in fully charged pipe-lines including cleaning trimming and dressing the trenches to correct alignment and grade as required by the Engineer-in-charge. Size of the main with which connection is to be made | Exceeding 200 mm internal diametre but not exceeding 300 mm internal diametre | Each | 1359
Water Supply | 20.49.3 | Bailing out water from the trenches for making new connections in fully charged pipe-lines including cleaning trimming and dressing the trenches to correct alignment and grade as required by the Engineer-in-charge. Size of the main with which connection is to be made | Exceeding 300 mm internal diametre but not exceeding 450 mm internal diametre | Each | 1654
Water Supply | 20.49.4 | Bailing out water from the trenches for making new connections in fully charged pipe-lines including cleaning trimming and dressing the trenches to correct alignment and grade as required by the Engineer-in-charge. Size of the main with which connection is to be made | Exceeding 450 mm internal diametre but not exceeding 600 mm internal diametre J. DISMANTLING GI PIPES AND SPECIALS | Each | 2127
Water Supply | 20.51.1 | Labour Rates including materials in erecting, fixing and jointing fixtures to filter beds, clear water tanks and sedimentation tanks etc | 150 mm C.I. pipe, bends, specials and heads complete for ventilating column built into the walls | Each | 610
Water Supply | 20.51.2 | Labour Rates including materials in erecting, fixing and jointing fixtures to filter beds, clear water tanks and sedimentation tanks etc | Cast iron 'V' notch with base including embedding in 1:2 cement sand mortar setting both in 1:1 cement sand grouting levelling up and finishing complete | Each | 1037
Water Supply | 20.51.3 | Labour Rates including materials in erecting, fixing and jointing fixtures to filter beds, clear water tanks and sedimentation tanks etc | Fixing water level recorders or rate of flow indicators complete including grouting H.D. bolts and brackets guiders for wire, etc, in 1:1 cement sand mortar | Each | 1665
Water Supply | 20.51.4 | Labour Rates including materials in erecting, fixing and jointing fixtures to filter beds, clear water tanks and sedimentation tanks etc | Fitting in position equilibrium ball value at inlet chambers in cement sand mortar | Each | 751
Water Supply | 20.51.5 | Labour Rates including materials in erecting, fixing and jointing fixtures to filter beds, clear water tanks and sedimentation tanks etc | Fixing steel shutters frame complete on in- let side of sedimentation tank including painting 3 coats of bitumastic paint | Each | 692
Water Supply | 20.51.6 | Labour Rates including materials in erecting, fixing and jointing fixtures to filter beds, clear water tanks and sedimentation tanks etc | Fixing floating arm in position complete with sluice value, long spindle hand wheel, brackets and guides complete in all respects | Each | 1554
Water Supply | 20.51.7 | Labour Rates including materials in erecting, fixing and jointing fixtures to filter beds, clear water tanks and sedimentation tanks etc | Fixing enamelled gauge in storage and sedimentation tank L. FILTER MEDIA | Each | 794
Water Supply | 20.52.1 | Top Layer: Fine sand screened, cleaned and washed and graded (effective size 0.2 to 0.4 mm with uniformity coefficient 2.0 to 3.0) from Ghaggar or other approved source |  | Cum | 2477
Water Supply | 20.52.2 | Second layer Coursed sand screened, cleaned and washed and graded from 3 mm to 6 mm (from Ghaggar or approved equivalent quarry) |  | Cum | 2558
Water Supply | 20.52.3 | Third layer Bajri (coursed) screened and washed graded from 20 mm to 25 mm (from Ghaggar or approved equivalent quarry) |  | Cum | 1376
Water Supply | 20.52.4 | Fourth layer Bajri (coursed) screened and washed graded from 20 mm to 25 mm (from Ghaggar or approved equivalent quarry) |  | Cum | 970
Water Supply | 20.52.5 | Bottom layer Broken stone, screened, washed and graded from 50 mm to 75 mm (from Ghaggar or approved equivalent quarry) |  | Cum | 1299
Water Supply | 20.54.1 | Providing GI pipes class B marked with IS: 1239 in 3.05 m length, their threading and welding with flanges (Heavy Duty) on both sides, jointing with nuts and bolts ( 'W make), rubber gaskets, lowering into Tube wells and testing including carriage, loading, unloading etc. complete in all respects to the satisfaction of Engineer-in- Charge | 50 mm i/d | Each | 1229
Water Supply | 20.54.2 | Providing GI pipes class B marked with IS: 1239 in 3.05 m length, their threading and welding with flanges (Heavy Duty) on both sides, jointing with nuts and bolts ( 'W make), rubber gaskets, lowering into Tube wells and testing including carriage, loading, unloading etc. complete in all respects to the satisfaction of Engineer-in- Charge | 63 mm i/d | Each | 1439
Water Supply | 20.54.3 | Providing GI pipes class B marked with IS: 1239 in 3.05 m length, their threading and welding with flanges (Heavy Duty) on both sides, jointing with nuts and bolts ( 'W make), rubber gaskets, lowering into Tube wells and testing including carriage, loading, unloading etc. complete in all respects to the satisfaction of Engineer-in- Charge | 80 mm i/d | Each | 1845
Water Supply | 20.54.4 | Providing GI pipes class B marked with IS: 1239 in 3.05 m length, their threading and welding with flanges (Heavy Duty) on both sides, jointing with nuts and bolts ( 'W make), rubber gaskets, lowering into Tube wells and testing including carriage, loading, unloading etc. complete in all respects to the satisfaction of Engineer-in- Charge | 100 mm i/d | Each | 2438
Water Supply | 20.55.1 | Providing and screwing in brass/Gun Metal ferrules drilling and tapping A.C. /PVC pipe lines of all diameters and connections including cost of M.S. Clamp (Heavy) with welded socket/Saddle piece including carriage, loading, unloading etc. complete in all respects to the satisfaction of Engineer-in- Charge. (Excavation will be paid separately) | 6mm i/d ferrule on 50mm i/d pipes | Each | 239
Water Supply | 20.55.2 | Providing and screwing in brass/Gun Metal ferrules drilling and tapping A.C. /PVC pipe lines of all diameters and connections including cost of M.S. Clamp (Heavy) with welded socket/Saddle piece including carriage, loading, unloading etc. complete in all respects to the satisfaction of Engineer-in- Charge. (Excavation will be paid separately) | 6mm i/d ferrule on 80mm i/d pipes | Each | 278
Water Supply | 20.55.3 | Providing and screwing in brass/Gun Metal ferrules drilling and tapping A.C. /PVC pipe lines of all diameters and connections including cost of M.S. Clamp (Heavy) with welded socket/Saddle piece including carriage, loading, unloading etc. complete in all respects to the satisfaction of Engineer-in- Charge. (Excavation will be paid separately) | 6mm i/d ferrule on 100mm i/d pipes | Each | 312
Water Supply | 20.55.4 | Providing and screwing in brass/Gun Metal ferrules drilling and tapping A.C. /PVC pipe lines of all diameters and connections including cost of M.S. Clamp (Heavy) with welded socket/Saddle piece including carriage, loading, unloading etc. complete in all respects to the satisfaction of Engineer-in- Charge. (Excavation will be paid separately) | 10mm i/d ferrule on 80mm i/d pipes | Each | 266
Water Supply | 20.55.5 | Providing and screwing in brass/Gun Metal ferrules drilling and tapping A.C. /PVC pipe lines of all diameters and connections including cost of M.S. Clamp (Heavy) with welded socket/Saddle piece including carriage, loading, unloading etc. complete in all respects to the satisfaction of Engineer-in- Charge. (Excavation will be paid separately) | 10mm i/d ferrule on 100mm i/d pipes | Each | 277
Water Supply | 20.55.6 | Providing and screwing in brass/Gun Metal ferrules drilling and tapping A.C. /PVC pipe lines of all diameters and connections including cost of M.S. Clamp (Heavy) with welded socket/Saddle piece including carriage, loading, unloading etc. complete in all respects to the satisfaction of Engineer-in- Charge. (Excavation will be paid separately) | 10mm i/d ferrule on 150mm i/d pipes | Each | 350
Water Supply | 20.56.1 | Providing and screwing in brass/Gun Metal ferrules drilling and tapping Cast Iron ID.I. /G.I. pipe lines of all diameters and connections including carriage, loading, unloading etc. complete in all respects to the satisfaction of Engineer-in- Charge. (Excavation will be paid separately) | 6mm i/d ferrule | Each | 187
Water Supply | 20.56.2 | Providing and screwing in brass/Gun Metal ferrules drilling and tapping Cast Iron ID.I. /G.I. pipe lines of all diameters and connections including carriage, loading, unloading etc. complete in all respects to the satisfaction of Engineer-in- Charge. (Excavation will be paid separately) | 1 0mm i/d ferrule | Each | 174
Water Supply | 20.57 | Providing and packing asbestos gland packing of best quality in pumps and sluice valves etc. complete in all respects to the satisfaction of Engineer-in- Charge |  | KG | 534
Water Supply | 20.58.1 | Providing and fixing Cast Iron Detachable Joints class-15 marked with IS: 8794 for use with asbestos cement pressure pipes complete with 2 Nos. rubber rings marked with 15:5382 & IS:10292 and appropriate number of nut and bolts marked with 15:1363 including carriage, loading, unloading etc. complete in all respects to the satisfaction of the engineer-in-charge. (Excavation will be paid separately) | 80mm i/d CID Joint | Each | 202
Water Supply | 20.58.2 | Providing and fixing Cast Iron Detachable Joints class-15 marked with IS: 8794 for use with asbestos cement pressure pipes complete with 2 Nos. rubber rings marked with 15:5382 & IS:10292 and appropriate number of nut and bolts marked with 15:1363 including carriage, loading, unloading etc. complete in all respects to the satisfaction of the engineer-in-charge. (Excavation will be paid separately) | 100mm i/d CID Joint | Each | 251
Water Supply | 20.58.3 | Providing and fixing Cast Iron Detachable Joints class-15 marked with IS: 8794 for use with asbestos cement pressure pipes complete with 2 Nos. rubber rings marked with 15:5382 & IS:10292 and appropriate number of nut and bolts marked with 15:1363 including carriage, loading, unloading etc. complete in all respects to the satisfaction of the engineer-in-charge. (Excavation will be paid separately) | 150mm i/d CID Joint | Each | 411
Water Supply | 20.58.4 | Providing and fixing Cast Iron Detachable Joints class-15 marked with IS: 8794 for use with asbestos cement pressure pipes complete with 2 Nos. rubber rings marked with 15:5382 & IS:10292 and appropriate number of nut and bolts marked with 15:1363 including carriage, loading, unloading etc. complete in all respects to the satisfaction of the engineer-in-charge. (Excavation will be paid separately) | 200mm i/d CID Joint | Each | 644
Water Supply | 20.58.5 | Providing and fixing Cast Iron Detachable Joints class-15 marked with IS: 8794 for use with asbestos cement pressure pipes complete with 2 Nos. rubber rings marked with 15:5382 & IS:10292 and appropriate number of nut and bolts marked with 15:1363 including carriage, loading, unloading etc. complete in all respects to the satisfaction of the engineer-in-charge. (Excavation will be paid separately) | 250mm i/d CID Joint | Each | 835
Water Supply | 20.58.6 | Providing and fixing Cast Iron Detachable Joints class-15 marked with IS: 8794 for use with asbestos cement pressure pipes complete with 2 Nos. rubber rings marked with 15:5382 & IS:10292 and appropriate number of nut and bolts marked with 15:1363 including carriage, loading, unloading etc. complete in all respects to the satisfaction of the engineer-in-charge. (Excavation will be paid separately) | 300mm i/d CID Joint | Each | 1014
Water Supply | 20.59.1 | Providing and fixing Cast Iron Detachable Joints class-25 marked with IS: 8794 for use with asbestos cement pressure pipes complete with 2 Nos. rubber rings marked with IS:5382 & IS:10292 and appropriate number of nut and bolts marked with 15:1363 including carriage, loading, unloading etc. complete in all respects to the satisfaction of the engineer-in-charge. (Excavation will be paid separately) | 80mm i/d CID Joint | Each | 246
Water Supply | 20.59.2 | Providing and fixing Cast Iron Detachable Joints class-25 marked with IS: 8794 for use with asbestos cement pressure pipes complete with 2 Nos. rubber rings marked with IS:5382 & IS:10292 and appropriate number of nut and bolts marked with 15:1363 including carriage, loading, unloading etc. complete in all respects to the satisfaction of the engineer-in-charge. (Excavation will be paid separately) | 100mm i/d CID Joint | Each | 308
Water Supply | 20.59.3 | Providing and fixing Cast Iron Detachable Joints class-25 marked with IS: 8794 for use with asbestos cement pressure pipes complete with 2 Nos. rubber rings marked with IS:5382 & IS:10292 and appropriate number of nut and bolts marked with 15:1363 including carriage, loading, unloading etc. complete in all respects to the satisfaction of the engineer-in-charge. (Excavation will be paid separately) | 150mm i/d CID Joint | Each | 502
Water Supply | 20.59.4 | Providing and fixing Cast Iron Detachable Joints class-25 marked with IS: 8794 for use with asbestos cement pressure pipes complete with 2 Nos. rubber rings marked with IS:5382 & IS:10292 and appropriate number of nut and bolts marked with 15:1363 including carriage, loading, unloading etc. complete in all respects to the satisfaction of the engineer-in-charge. (Excavation will be paid separately) | 200mm i/d CID Joint | Each | 710
Water Supply | 20.59.5 | Providing and fixing Cast Iron Detachable Joints class-25 marked with IS: 8794 for use with asbestos cement pressure pipes complete with 2 Nos. rubber rings marked with IS:5382 & IS:10292 and appropriate number of nut and bolts marked with 15:1363 including carriage, loading, unloading etc. complete in all respects to the satisfaction of the engineer-in-charge. (Excavation will be paid separately) | 250mm i/d CID Joint | Each | 932
Water Supply | 20.59.6 | Providing and fixing Cast Iron Detachable Joints class-25 marked with IS: 8794 for use with asbestos cement pressure pipes complete with 2 Nos. rubber rings marked with IS:5382 & IS:10292 and appropriate number of nut and bolts marked with 15:1363 including carriage, loading, unloading etc. complete in all respects to the satisfaction of the engineer-in-charge. (Excavation will be paid separately) | 300mm i/d CID Joint | Each | 1158
Water Supply | 20.60.1 | Providing and fixing Unplasticised fabricated PVC, (Unplasticised polyvinyl chloride) couplers (4kg/cm2) on PVC pipes used for potable water supply IS-4985:1988 including cost of adhesive, carriage, loading, unloading etc. complete in all respects to the satisfaction of Engineer-in- Charge. (Excavation will be paid separately) | Size 90mm old | Each | 28
Water Supply | 20.60.2 | Providing and fixing Unplasticised fabricated PVC, (Unplasticised polyvinyl chloride) couplers (4kg/cm2) on PVC pipes used for potable water supply IS-4985:1988 including cost of adhesive, carriage, loading, unloading etc. complete in all respects to the satisfaction of Engineer-in- Charge. (Excavation will be paid separately) | Size 110mm old | Each | 39
Water Supply | 20.60.3 | Providing and fixing Unplasticised fabricated PVC, (Unplasticised polyvinyl chloride) couplers (4kg/cm2) on PVC pipes used for potable water supply IS-4985:1988 including cost of adhesive, carriage, loading, unloading etc. complete in all respects to the satisfaction of Engineer-in- Charge. (Excavation will be paid separately) | Size 160mm old | Each | 85
Water Supply | 20.60.4 | Providing and fixing Unplasticised fabricated PVC, (Unplasticised polyvinyl chloride) couplers (4kg/cm2) on PVC pipes used for potable water supply IS-4985:1988 including cost of adhesive, carriage, loading, unloading etc. complete in all respects to the satisfaction of Engineer-in- Charge. (Excavation will be paid separately) | Size 200mm old | Each | 209
Water Supply | 20.61 | Providing and fixing Ductile Iron Double seal manhole covers and frames of 610 mm x 610 mm with locking arrangement on clear water tanks including cost of setting in Cement concrete 1:2:4 to correct alignment and levels including carriage, loading, unloading etc. complete in all respects to the satisfaction of Engineer-in- Charge |  | KG | 64
Water Supply | 20.62.1 | Providing, lowering, laying, cutting (cut surface to be uniformly finished), jointing with rubber rings marked with IS: 5382 and testing of SPIGOT AND SOCKETTED RCC, NP2 MARKED WITH IS: 458-1988 and specials into trenches for all depths including carriage, loading, unloading, stacking, handling, re-handling etc. complete is all respects to the satisfaction to the Engineer - in -charge | 200 mm i/d | Metre | 281
Water Supply | 20.62.2 | Providing, lowering, laying, cutting (cut surface to be uniformly finished), jointing with rubber rings marked with IS: 5382 and testing of SPIGOT AND SOCKETTED RCC, NP2 MARKED WITH IS: 458-1988 and specials into trenches for all depths including carriage, loading, unloading, stacking, handling, re-handling etc. complete is all respects to the satisfaction to the Engineer - in -charge | 250 mm i/d | Metre | 316
Water Supply | 20.62.3 | Providing, lowering, laying, cutting (cut surface to be uniformly finished), jointing with rubber rings marked with IS: 5382 and testing of SPIGOT AND SOCKETTED RCC, NP2 MARKED WITH IS: 458-1988 and specials into trenches for all depths including carriage, loading, unloading, stacking, handling, re-handling etc. complete is all respects to the satisfaction to the Engineer - in -charge | 300 mm i/d | Metre | 430
Water Supply | 20.62.4 | Providing, lowering, laying, cutting (cut surface to be uniformly finished), jointing with rubber rings marked with IS: 5382 and testing of SPIGOT AND SOCKETTED RCC, NP2 MARKED WITH IS: 458-1988 and specials into trenches for all depths including carriage, loading, unloading, stacking, handling, re-handling etc. complete is all respects to the satisfaction to the Engineer - in -charge | 350 mm i/d | Metre | 531
Water Supply | 20.62.5 | Providing, lowering, laying, cutting (cut surface to be uniformly finished), jointing with rubber rings marked with IS: 5382 and testing of SPIGOT AND SOCKETTED RCC, NP2 MARKED WITH IS: 458-1988 and specials into trenches for all depths including carriage, loading, unloading, stacking, handling, re-handling etc. complete is all respects to the satisfaction to the Engineer - in -charge | 400 mm i/d | Metre | 631
Water Supply | 20.62.6 | Providing, lowering, laying, cutting (cut surface to be uniformly finished), jointing with rubber rings marked with IS: 5382 and testing of SPIGOT AND SOCKETTED RCC, NP2 MARKED WITH IS: 458-1988 and specials into trenches for all depths including carriage, loading, unloading, stacking, handling, re-handling etc. complete is all respects to the satisfaction to the Engineer - in -charge | 450 mm i/d | Metre | 726
Water Supply | 20.62.7 | Providing, lowering, laying, cutting (cut surface to be uniformly finished), jointing with rubber rings marked with IS: 5382 and testing of SPIGOT AND SOCKETTED RCC, NP2 MARKED WITH IS: 458-1988 and specials into trenches for all depths including carriage, loading, unloading, stacking, handling, re-handling etc. complete is all respects to the satisfaction to the Engineer - in -charge | 500 mm i/d | Metre | 828
Water Supply | 20.62.8 | Providing, lowering, laying, cutting (cut surface to be uniformly finished), jointing with rubber rings marked with IS: 5382 and testing of SPIGOT AND SOCKETTED RCC, NP2 MARKED WITH IS: 458-1988 and specials into trenches for all depths including carriage, loading, unloading, stacking, handling, re-handling etc. complete is all respects to the satisfaction to the Engineer - in -charge | 600 mm i/d | Metre | 1102
Water Supply | 20.62.9 | Providing, lowering, laying, cutting (cut surface to be uniformly finished), jointing with rubber rings marked with IS: 5382 and testing of SPIGOT AND SOCKETTED RCC, NP2 MARKED WITH IS: 458-1988 and specials into trenches for all depths including carriage, loading, unloading, stacking, handling, re-handling etc. complete is all respects to the satisfaction to the Engineer - in -charge | 700 mm i/d | Metre | 1512
Water Supply | 20.62.10 | Providing, lowering, laying, cutting (cut surface to be uniformly finished), jointing with rubber rings marked with IS: 5382 and testing of SPIGOT AND SOCKETTED RCC, NP2 MARKED WITH IS: 458-1988 and specials into trenches for all depths including carriage, loading, unloading, stacking, handling, re-handling etc. complete is all respects to the satisfaction to the Engineer - in -charge | 800 mm i/d | Metre | 1762
Water Supply | 20.62.11 | Providing, lowering, laying, cutting (cut surface to be uniformly finished), jointing with rubber rings marked with IS: 5382 and testing of SPIGOT AND SOCKETTED RCC, NP2 MARKED WITH IS: 458-1988 and specials into trenches for all depths including carriage, loading, unloading, stacking, handling, re-handling etc. complete is all respects to the satisfaction to the Engineer - in -charge | 900 mm i/d | Metre | 2019
Water Supply | 20.62.12 | Providing, lowering, laying, cutting (cut surface to be uniformly finished), jointing with rubber rings marked with IS: 5382 and testing of SPIGOT AND SOCKETTED RCC, NP2 MARKED WITH IS: 458-1988 and specials into trenches for all depths including carriage, loading, unloading, stacking, handling, re-handling etc. complete is all respects to the satisfaction to the Engineer - in -charge | 1000 mm i/d | Metre | 2428
Water Supply | 20.62.13 | Providing, lowering, laying, cutting (cut surface to be uniformly finished), jointing with rubber rings marked with IS: 5382 and testing of SPIGOT AND SOCKETTED RCC, NP2 MARKED WITH IS: 458-1988 and specials into trenches for all depths including carriage, loading, unloading, stacking, handling, re-handling etc. complete is all respects to the satisfaction to the Engineer - in -charge | 1200 mm i/d | Metre | 3043
Water Supply | 20.62.14 | Providing, lowering, laying, cutting (cut surface to be uniformly finished), jointing with rubber rings marked with IS: 5382 and testing of SPIGOT AND SOCKETTED RCC, NP2 MARKED WITH IS: 458-1988 and specials into trenches for all depths including carriage, loading, unloading, stacking, handling, re-handling etc. complete is all respects to the satisfaction to the Engineer - in -charge | 1400 mm i/d | Metre | 3523
Water Supply | 20.62.15 | Providing, lowering, laying, cutting (cut surface to be uniformly finished), jointing with rubber rings marked with IS: 5382 and testing of SPIGOT AND SOCKETTED RCC, NP2 MARKED WITH IS: 458-1988 and specials into trenches for all depths including carriage, loading, unloading, stacking, handling, re-handling etc. complete is all respects to the satisfaction to the Engineer - in -charge | 1600 mm i/d | Metre | 4043
Water Supply | 20.63.1 | Providing, lowering, laying in trenches, aligning, fixing in position and jointing Ductile Iron (DI) ISi marked K-9 grade S&S pipes as per 15:8329- 2000 (amended up to date), with internal cement mortar lining for potable water with rubber ring (EPDM/SBR) joints as per IS: 5382-1985 (excluding special accessories) complete including all material, labour, hydraulic testing and commissioning as per Technical Specifications and as per direction of Engineer. Note: E/W to be measured and paid separately | 100 mm i/d | Metre | 1060
Water Supply | 20.63.2 | Providing, lowering, laying in trenches, aligning, fixing in position and jointing Ductile Iron (DI) ISi marked K-9 grade S&S pipes as per 15:8329- 2000 (amended up to date), with internal cement mortar lining for potable water with rubber ring (EPDM/SBR) joints as per IS: 5382-1985 (excluding special accessories) complete including all material, labour, hydraulic testing and commissioning as per Technical Specifications and as per direction of Engineer. Note: E/W to be measured and paid separately | 150 mm i/d | Metre | 1537
Water Supply | 20.63.3 | Providing, lowering, laying in trenches, aligning, fixing in position and jointing Ductile Iron (DI) ISi marked K-9 grade S&S pipes as per 15:8329- 2000 (amended up to date), with internal cement mortar lining for potable water with rubber ring (EPDM/SBR) joints as per IS: 5382-1985 (excluding special accessories) complete including all material, labour, hydraulic testing and commissioning as per Technical Specifications and as per direction of Engineer. Note: E/W to be measured and paid separately | 200 mm i/d | Metre | 2088
Water Supply | 20.63.4 | Providing, lowering, laying in trenches, aligning, fixing in position and jointing Ductile Iron (DI) ISi marked K-9 grade S&S pipes as per 15:8329- 2000 (amended up to date), with internal cement mortar lining for potable water with rubber ring (EPDM/SBR) joints as per IS: 5382-1985 (excluding special accessories) complete including all material, labour, hydraulic testing and commissioning as per Technical Specifications and as per direction of Engineer. Note: E/W to be measured and paid separately | 250 mm i/d | Metre | 2783
Water Supply | 20.63.5 | Providing, lowering, laying in trenches, aligning, fixing in position and jointing Ductile Iron (DI) ISi marked K-9 grade S&S pipes as per 15:8329- 2000 (amended up to date), with internal cement mortar lining for potable water with rubber ring (EPDM/SBR) joints as per IS: 5382-1985 (excluding special accessories) complete including all material, labour, hydraulic testing and commissioning as per Technical Specifications and as per direction of Engineer. Note: E/W to be measured and paid separately | 300 mm i/d | Metre | 3444
Water Supply | 20.63.6 | Providing, lowering, laying in trenches, aligning, fixing in position and jointing Ductile Iron (DI) ISi marked K-9 grade S&S pipes as per 15:8329- 2000 (amended up to date), with internal cement mortar lining for potable water with rubber ring (EPDM/SBR) joints as per IS: 5382-1985 (excluding special accessories) complete including all material, labour, hydraulic testing and commissioning as per Technical Specifications and as per direction of Engineer. Note: E/W to be measured and paid separately | 350 mm i/d | Metre | 4325
Water Supply | 20.63.7 | Providing, lowering, laying in trenches, aligning, fixing in position and jointing Ductile Iron (DI) ISi marked K-9 grade S&S pipes as per 15:8329- 2000 (amended up to date), with internal cement mortar lining for potable water with rubber ring (EPDM/SBR) joints as per IS: 5382-1985 (excluding special accessories) complete including all material, labour, hydraulic testing and commissioning as per Technical Specifications and as per direction of Engineer. Note: E/W to be measured and paid separately | 400 mm i/d | Metre | 5045
Water Supply | 20.63.8 | Providing, lowering, laying in trenches, aligning, fixing in position and jointing Ductile Iron (DI) ISi marked K-9 grade S&S pipes as per 15:8329- 2000 (amended up to date), with internal cement mortar lining for potable water with rubber ring (EPDM/SBR) joints as per IS: 5382-1985 (excluding special accessories) complete including all material, labour, hydraulic testing and commissioning as per Technical Specifications and as per direction of Engineer. Note: E/W to be measured and paid separately | 450 mm i/d | Metre | 6142
Water Supply | 20.63.9 | Providing, lowering, laying in trenches, aligning, fixing in position and jointing Ductile Iron (DI) ISi marked K-9 grade S&S pipes as per 15:8329- 2000 (amended up to date), with internal cement mortar lining for potable water with rubber ring (EPDM/SBR) joints as per IS: 5382-1985 (excluding special accessories) complete including all material, labour, hydraulic testing and commissioning as per Technical Specifications and as per direction of Engineer. Note: E/W to be measured and paid separately | 500 mm i/d | Metre | 7037
Water Supply | 20.63.10 | Providing, lowering, laying in trenches, aligning, fixing in position and jointing Ductile Iron (DI) ISi marked K-9 grade S&S pipes as per 15:8329- 2000 (amended up to date), with internal cement mortar lining for potable water with rubber ring (EPDM/SBR) joints as per IS: 5382-1985 (excluding special accessories) complete including all material, labour, hydraulic testing and commissioning as per Technical Specifications and as per direction of Engineer. Note: E/W to be measured and paid separately | 600 mm i/d | Metre | 9378
Water Supply | 20.63.11 | Providing, lowering, laying in trenches, aligning, fixing in position and jointing Ductile Iron (DI) ISi marked K-9 grade S&S pipes as per 15:8329- 2000 (amended up to date), with internal cement mortar lining for potable water with rubber ring (EPDM/SBR) joints as per IS: 5382-1985 (excluding special accessories) complete including all material, labour, hydraulic testing and commissioning as per Technical Specifications and as per direction of Engineer. Note: E/W to be measured and paid separately | 700 mm i/d | Metre | 11901
Water Supply | 20.63.12 | Providing, lowering, laying in trenches, aligning, fixing in position and jointing Ductile Iron (DI) ISi marked K-9 grade S&S pipes as per 15:8329- 2000 (amended up to date), with internal cement mortar lining for potable water with rubber ring (EPDM/SBR) joints as per IS: 5382-1985 (excluding special accessories) complete including all material, labour, hydraulic testing and commissioning as per Technical Specifications and as per direction of Engineer. Note: E/W to be measured and paid separately | 750 mm i/d | Metre | 13904
Water Supply | 20.63.13 | Providing, lowering, laying in trenches, aligning, fixing in position and jointing Ductile Iron (DI) ISi marked K-9 grade S&S pipes as per 15:8329- 2000 (amended up to date), with internal cement mortar lining for potable water with rubber ring (EPDM/SBR) joints as per IS: 5382-1985 (excluding special accessories) complete including all material, labour, hydraulic testing and commissioning as per Technical Specifications and as per direction of Engineer. Note: E/W to be measured and paid separately | 800 mm i/d | Metre | 15155
Water Supply | 20.63.14 | Providing, lowering, laying in trenches, aligning, fixing in position and jointing Ductile Iron (DI) ISi marked K-9 grade S&S pipes as per 15:8329- 2000 (amended up to date), with internal cement mortar lining for potable water with rubber ring (EPDM/SBR) joints as per IS: 5382-1985 (excluding special accessories) complete including all material, labour, hydraulic testing and commissioning as per Technical Specifications and as per direction of Engineer. Note: E/W to be measured and paid separately | 900 mm i/d | Metre | 18770
Water Supply | 20.63.15 | Providing, lowering, laying in trenches, aligning, fixing in position and jointing Ductile Iron (DI) ISi marked K-9 grade S&S pipes as per 15:8329- 2000 (amended up to date), with internal cement mortar lining for potable water with rubber ring (EPDM/SBR) joints as per IS: 5382-1985 (excluding special accessories) complete including all material, labour, hydraulic testing and commissioning as per Technical Specifications and as per direction of Engineer. Note: E/W to be measured and paid separately | 1000 mm i/d | Metre | 22492
Water Supply | 20.63.16 | Providing, lowering, laying in trenches, aligning, fixing in position and jointing Ductile Iron (DI) ISi marked K-9 grade S&S pipes as per 15:8329- 2000 (amended up to date), with internal cement mortar lining for potable water with rubber ring (EPDM/SBR) joints as per IS: 5382-1985 (excluding special accessories) complete including all material, labour, hydraulic testing and commissioning as per Technical Specifications and as per direction of Engineer. Note: E/W to be measured and paid separately | 1100 mm i/d | Metre | 27963
Water Supply | 20.63.17 | Providing, lowering, laying in trenches, aligning, fixing in position and jointing Ductile Iron (DI) ISi marked K-9 grade S&S pipes as per 15:8329- 2000 (amended up to date), with internal cement mortar lining for potable water with rubber ring (EPDM/SBR) joints as per IS: 5382-1985 (excluding special accessories) complete including all material, labour, hydraulic testing and commissioning as per Technical Specifications and as per direction of Engineer. Note: E/W to be measured and paid separately | 1200 mm i/d | Metre | 30825
Water Supply | 20.64.1 | Providing, lowering, laying in trenches, aligning, fixing in position and jointing Ductile Iron (DI) ISi marked K-7 grade S&S pipes as per IS:8329- 2000 (amended up to date), with internal cement mortar lining for potable water with rubber ring (EPDM/SBR) joints as per IS: 5382-1985 (excluding special accessories) complete including all material, labour, hydraulic testing and commissioning as per Technical Specifications and as per direction of Engineer-in-Charge. Note: E/W to be measured and paid separately | 100 mm i/d | Metre | 940
Water Supply | 20.65.1 | Extra for fixing K-9 D1 socketed or flanged pipe valves and specials casting in vertical positions for over head reservoirs and stand pipes etc. including cost of all special scaffolding derricks, jim poles, tools and plants, ropes, guyes complete | 100 mm i/d | Metre | 56
Water Supply | 20.65.2 | Extra for fixing K-9 D1 socketed or flanged pipe valves and specials casting in vertical positions for over head reservoirs and stand pipes etc. including cost of all special scaffolding derricks, jim poles, tools and plants, ropes, guyes complete | 150 mm i/d | Metre | 89
Water Supply | 20.65.3 | Extra for fixing K-9 D1 socketed or flanged pipe valves and specials casting in vertical positions for over head reservoirs and stand pipes etc. including cost of all special scaffolding derricks, jim poles, tools and plants, ropes, guyes complete | 200 mm i/d | Metre | 132
Water Supply | 20.65.4 | Extra for fixing K-9 D1 socketed or flanged pipe valves and specials casting in vertical positions for over head reservoirs and stand pipes etc. including cost of all special scaffolding derricks, jim poles, tools and plants, ropes, guyes complete | 250 mm i/d | Metre | 188
Water Supply | 20.65.5 | Extra for fixing K-9 D1 socketed or flanged pipe valves and specials casting in vertical positions for over head reservoirs and stand pipes etc. including cost of all special scaffolding derricks, jim poles, tools and plants, ropes, guyes complete | 300 mm i/d | Metre | 221
Water Supply | 20.65.6 | Extra for fixing K-9 D1 socketed or flanged pipe valves and specials casting in vertical positions for over head reservoirs and stand pipes etc. including cost of all special scaffolding derricks, jim poles, tools and plants, ropes, guyes complete | 350 mm i/d | Metre | 310
Water Supply | 20.65.7 | Extra for fixing K-9 D1 socketed or flanged pipe valves and specials casting in vertical positions for over head reservoirs and stand pipes etc. including cost of all special scaffolding derricks, jim poles, tools and plants, ropes, guyes complete | 400 mm i/d | Metre | 352
Water Supply | 20.65.8 | Extra for fixing K-9 D1 socketed or flanged pipe valves and specials casting in vertical positions for over head reservoirs and stand pipes etc. including cost of all special scaffolding derricks, jim poles, tools and plants, ropes, guyes complete | 450 mm i/d | Metre | 428
Water Supply | 20.65.9 | Extra for fixing K-9 D1 socketed or flanged pipe valves and specials casting in vertical positions for over head reservoirs and stand pipes etc. including cost of all special scaffolding derricks, jim poles, tools and plants, ropes, guyes complete | 500 mm i/d | Metre | 489
Water Supply | 20.65.10 | Extra for fixing K-9 D1 socketed or flanged pipe valves and specials casting in vertical positions for over head reservoirs and stand pipes etc. including cost of all special scaffolding derricks, jim poles, tools and plants, ropes, guyes complete | 600 mm i/d | Metre | 639
Water Supply | 20.67.1 | Joining DI socketed pipes, valves and special with rubber tyton joints fitted complete including cost of labour and tools etc. and tested complete | 100 mm i/d | Joint | 33
Water Supply | 20.67.2 | Joining DI socketed pipes, valves and special with rubber tyton joints fitted complete including cost of labour and tools etc. and tested complete | 150 mm i/d | Joint | 34
Water Supply | 20.67.3 | Joining DI socketed pipes, valves and special with rubber tyton joints fitted complete including cost of labour and tools etc. and tested complete | 200 mm i/d | Joint | 38
Water Supply | 20.67.4 | Joining DI socketed pipes, valves and special with rubber tyton joints fitted complete including cost of labour and tools etc. and tested complete | 250 mm i/d | Joint | 42
Water Supply | 20.67.5 | Joining DI socketed pipes, valves and special with rubber tyton joints fitted complete including cost of labour and tools etc. and tested complete | 300 mm i/d | Joint | 52
Water Supply | 20.67.6 | Joining DI socketed pipes, valves and special with rubber tyton joints fitted complete including cost of labour and tools etc. and tested complete | 350 mm i/d | Joint | 58
Water Supply | 20.67.7 | Joining DI socketed pipes, valves and special with rubber tyton joints fitted complete including cost of labour and tools etc. and tested complete | 400 mm i/d | Joint | 64
Water Supply | 20.67.8 | Joining DI socketed pipes, valves and special with rubber tyton joints fitted complete including cost of labour and tools etc. and tested complete | 450 mm i/d | Joint | 78
Water Supply | 20.67.9 | Joining DI socketed pipes, valves and special with rubber tyton joints fitted complete including cost of labour and tools etc. and tested complete | 500 mm i/d | Joint | 89
Water Supply | 20.67.10 | Joining DI socketed pipes, valves and special with rubber tyton joints fitted complete including cost of labour and tools etc. and tested complete | 600 mm i/d | Joint | 106
Water Supply | 20.67.11 | Joining DI socketed pipes, valves and special with rubber tyton joints fitted complete including cost of labour and tools etc. and tested complete | 700 mm i/d | Joint | 117
Water Supply | 20.67.12 | Joining DI socketed pipes, valves and special with rubber tyton joints fitted complete including cost of labour and tools etc. and tested complete | 750 mm i/d | Joint | 139
Water Supply | 20.67.13 | Joining DI socketed pipes, valves and special with rubber tyton joints fitted complete including cost of labour and tools etc. and tested complete | BOO mm i/d | Joint | 188
Water Supply | 20.67.14 | Joining DI socketed pipes, valves and special with rubber tyton joints fitted complete including cost of labour and tools etc. and tested complete | 900 mm i/d | Joint | 249
Water Supply | 20.67.15 | Joining DI socketed pipes, valves and special with rubber tyton joints fitted complete including cost of labour and tools etc. and tested complete | 1000 mm i/d | Joint | 320
Water Supply | 20.67.16 | Joining DI socketed pipes, valves and special with rubber tyton joints fitted complete including cost of labour and tools etc. and tested complete | 1100 mm i/d | Joint | 375
Water Supply | 20.67.17 | Joining DI socketed pipes, valves and special with rubber tyton joints fitted complete including cost of labour and tools etc. and tested complete | 1200 mm i/d | Joint | 447
Water Supply | 20.68.1 | Providing, lowering, laying in trenches, aligning, fixing in position and jointing at all level/depths Ductile Iron (DI) standard specials plain /flanged/ socketed confirming to IS9523-2000 with rubber ring (EPDM/SBR) joints such as tees, bends, tapers, caps etc. with in trenches in DI pipe line complete including all material, labour, testing and commissioning along with pipe line as per Technical Specifications and as per direction of Engineer | Up to 300mm dia | KG | 72
Water Supply | 20.69.1 | Providing, lowering, laying in trenches, aligning, fixing in position and jointing at all level/depths cast iron (Cl) standard specials plain /flanged/ socketed confirming to IS13382 with rubber ring, nut bolts and rubber sheet such as tees, bends, tapers, caps etc. complete including all material, labour, testing and commissioning along with pipe line as per Technical Specifications and as per direction of Engineer | Up to 300mm dia | KG | 54
Water Supply | 20.71.1 | Supply, erection, testing of Ceiling fans IS marked (as per IS code 374) with suitable GI pipe complete in all respects complete as per directions of Engineer-in-charge | 48" (1200mm) | Each | 2300
Water Supply | 20.71.2 | Supply, erection, testing of Ceiling fans IS marked (as per IS code 374) with suitable GI pipe complete in all respects complete as per directions of Engineer-in-charge | 56" (1400mm) | Each | 2644
Water Supply | 20.72 | Supplying, errection, testing of Exhaust fan (as per IS code 374) having a capacity of 45 cubic metre per minute complete with suitable G.I sheet ducting in structure confirming to latest IS specifications complete in all respect to satisfaction of Engineer-in-charge. GANTRY |  | Each | 1499
Water Supply | 20.73.1 | Supply and fixing of Gantry with chain pulley block (tested for 1.5 times the rated capacity) with travelling trolley of appropriate lifting capacity as per IS code 3177:1999 with up to date amendments for handling of pumping sets capable of moving along the girders including cost of suitable sized RCC pillars to be provided in pump house complete in all respects as per directions of Engineer-in-charge | 1 tonne capacity | Tonne | 62065
Water Supply | 20.73.2 | Supply and fixing of Gantry with chain pulley block (tested for 1.5 times the rated capacity) with travelling trolley of appropriate lifting capacity as per IS code 3177:1999 with up to date amendments for handling of pumping sets capable of moving along the girders including cost of suitable sized RCC pillars to be provided in pump house complete in all respects as per directions of Engineer-in-charge | 1.5 tonne capacity | Tonne | 54361
Water Supply | 20.73.3 | Supply and fixing of Gantry with chain pulley block (tested for 1.5 times the rated capacity) with travelling trolley of appropriate lifting capacity as per IS code 3177:1999 with up to date amendments for handling of pumping sets capable of moving along the girders including cost of suitable sized RCC pillars to be provided in pump house complete in all respects as per directions of Engineer-in-charge | 2 tonne capacity | Tonne | 57196
Water Supply | 20.73.4 | Supply and fixing of Gantry with chain pulley block (tested for 1.5 times the rated capacity) with travelling trolley of appropriate lifting capacity as per IS code 3177:1999 with up to date amendments for handling of pumping sets capable of moving along the girders including cost of suitable sized RCC pillars to be provided in pump house complete in all respects as per directions of Engineer-in-charge | 2.5 tonne capacity | Tonne | 56145
Water Supply | 20.73.5 | Supply and fixing of Gantry with chain pulley block (tested for 1.5 times the rated capacity) with travelling trolley of appropriate lifting capacity as per IS code 3177:1999 with up to date amendments for handling of pumping sets capable of moving along the girders including cost of suitable sized RCC pillars to be provided in pump house complete in all respects as per directions of Engineer-in-charge | 3 tonne capacity ''V" NOTCH | Tonne | 66155
Water Supply | 20.74 | Providing, laying, jointing and fixing of cast iron "V" notch, duly marked with beam including embedding in 1:2 cement and grouting levelling and finishing complete in respects FLOATING ARM |  | KG | 62
Water Supply | 20.76.1 | Design, Supply & erection of transformer of standard make Required 25 KVA 11/0.433 KVA rating outdoor type 11KV A V.C.B, panel, G.O. switch, H. Pole, H.T metering panel, APFC panel, battery charges, 11 KVA substation, entire cable network from G.O. switch to H.T metering equipment and from H.T metering to Transformer. From transformer to main to L.T, panel earthling, safety equipment, fenced enclosure for transformer, and any other contingent thereto complete in all respect as per approved make and directions of Engineer-in-charge as per respective capacity | 15KVA | Each | 76478
Water Supply | 20.76.2 | Design, Supply & erection of transformer of standard make Required 25 KVA 11/0.433 KVA rating outdoor type 11KV A V.C.B, panel, G.O. switch, H. Pole, H.T metering panel, APFC panel, battery charges, 11 KVA substation, entire cable network from G.O. switch to H.T metering equipment and from H.T metering to Transformer. From transformer to main to L.T, panel earthling, safety equipment, fenced enclosure for transformer, and any other contingent thereto complete in all respect as per approved make and directions of Engineer-in-charge as per respective capacity | 25KVA | Each | 94721
Water Supply | 20.76.3 | Design, Supply & erection of transformer of standard make Required 25 KVA 11/0.433 KVA rating outdoor type 11KV A V.C.B, panel, G.O. switch, H. Pole, H.T metering panel, APFC panel, battery charges, 11 KVA substation, entire cable network from G.O. switch to H.T metering equipment and from H.T metering to Transformer. From transformer to main to L.T, panel earthling, safety equipment, fenced enclosure for transformer, and any other contingent thereto complete in all respect as per approved make and directions of Engineer-in-charge as per respective capacity | 50KVA | Each | 189702
Water Supply | 20.76.4 | Design, Supply & erection of transformer of standard make Required 25 KVA 11/0.433 KVA rating outdoor type 11KV A V.C.B, panel, G.O. switch, H. Pole, H.T metering panel, APFC panel, battery charges, 11 KVA substation, entire cable network from G.O. switch to H.T metering equipment and from H.T metering to Transformer. From transformer to main to L.T, panel earthling, safety equipment, fenced enclosure for transformer, and any other contingent thereto complete in all respect as per approved make and directions of Engineer-in-charge as per respective capacity | 63KVA | Each | 242549
Water Supply | 20.76.5 | Design, Supply & erection of transformer of standard make Required 25 KVA 11/0.433 KVA rating outdoor type 11KV A V.C.B, panel, G.O. switch, H. Pole, H.T metering panel, APFC panel, battery charges, 11 KVA substation, entire cable network from G.O. switch to H.T metering equipment and from H.T metering to Transformer. From transformer to main to L.T, panel earthling, safety equipment, fenced enclosure for transformer, and any other contingent thereto complete in all respect as per approved make and directions of Engineer-in-charge as per respective capacity | 100 KVA | Each | 277087
Water Supply | 20.76.6 | Design, Supply & erection of transformer of standard make Required 25 KVA 11/0.433 KVA rating outdoor type 11KV A V.C.B, panel, G.O. switch, H. Pole, H.T metering panel, APFC panel, battery charges, 11 KVA substation, entire cable network from G.O. switch to H.T metering equipment and from H.T metering to Transformer. From transformer to main to L.T, panel earthling, safety equipment, fenced enclosure for transformer, and any other contingent thereto complete in all respect as per approved make and directions of Engineer-in-charge as per respective capacity | 150 KVA | Each | 347151
Water Supply | 20.76.7 | Design, Supply & erection of transformer of standard make Required 25 KVA 11/0.433 KVA rating outdoor type 11KV A V.C.B, panel, G.O. switch, H. Pole, H.T metering panel, APFC panel, battery charges, 11 KVA substation, entire cable network from G.O. switch to H.T metering equipment and from H.T metering to Transformer. From transformer to main to L.T, panel earthling, safety equipment, fenced enclosure for transformer, and any other contingent thereto complete in all respect as per approved make and directions of Engineer-in-charge as per respective capacity | 175 KVA | Each | 381689
Water Supply | 20.76.8 | Design, Supply & erection of transformer of standard make Required 25 KVA 11/0.433 KVA rating outdoor type 11KV A V.C.B, panel, G.O. switch, H. Pole, H.T metering panel, APFC panel, battery charges, 11 KVA substation, entire cable network from G.O. switch to H.T metering equipment and from H.T metering to Transformer. From transformer to main to L.T, panel earthling, safety equipment, fenced enclosure for transformer, and any other contingent thereto complete in all respect as per approved make and directions of Engineer-in-charge as per respective capacity | 200 KVA | Each | 434510
Water Supply | 20.76.9 | Design, Supply & erection of transformer of standard make Required 25 KVA 11/0.433 KVA rating outdoor type 11KV A V.C.B, panel, G.O. switch, H. Pole, H.T metering panel, APFC panel, battery charges, 11 KVA substation, entire cable network from G.O. switch to H.T metering equipment and from H.T metering to Transformer. From transformer to main to L.T, panel earthling, safety equipment, fenced enclosure for transformer, and any other contingent thereto complete in all respect as per approved make and directions of Engineer-in-charge as per respective capacity | 250 KVA | Each | 503587
Water Supply | 20.76.10 | Design, Supply & erection of transformer of standard make Required 25 KVA 11/0.433 KVA rating outdoor type 11KV A V.C.B, panel, G.O. switch, H. Pole, H.T metering panel, APFC panel, battery charges, 11 KVA substation, entire cable network from G.O. switch to H.T metering equipment and from H.T metering to Transformer. From transformer to main to L.T, panel earthling, safety equipment, fenced enclosure for transformer, and any other contingent thereto complete in all respect as per approved make and directions of Engineer-in-charge as per respective capacity | 300 KVA | Each | 546760
Water Supply | 20.76.11 | Design, Supply & erection of transformer of standard make Required 25 KVA 11/0.433 KVA rating outdoor type 11KV A V.C.B, panel, G.O. switch, H. Pole, H.T metering panel, APFC panel, battery charges, 11 KVA substation, entire cable network from G.O. switch to H.T metering equipment and from H.T metering to Transformer. From transformer to main to L.T, panel earthling, safety equipment, fenced enclosure for transformer, and any other contingent thereto complete in all respect as per approved make and directions of Engineer-in-charge as per respective capacity | 400 KVA | Each | 599554
Water Supply | 20.76.12 | Design, Supply & erection of transformer of standard make Required 25 KVA 11/0.433 KVA rating outdoor type 11KV A V.C.B, panel, G.O. switch, H. Pole, H.T metering panel, APFC panel, battery charges, 11 KVA substation, entire cable network from G.O. switch to H.T metering equipment and from H.T metering to Transformer. From transformer to main to L.T, panel earthling, safety equipment, fenced enclosure for transformer, and any other contingent thereto complete in all respect as per approved make and directions of Engineer-in-charge as per respective capacity | 500 KVA | Each | 803669
Water Supply | 20.76.13 | Design, Supply & erection of transformer of standard make Required 25 KVA 11/0.433 KVA rating outdoor type 11KV A V.C.B, panel, G.O. switch, H. Pole, H.T metering panel, APFC panel, battery charges, 11 KVA substation, entire cable network from G.O. switch to H.T metering equipment and from H.T metering to Transformer. From transformer to main to L.T, panel earthling, safety equipment, fenced enclosure for transformer, and any other contingent thereto complete in all respect as per approved make and directions of Engineer-in-charge as per respective capacity | 600 KVA | Each | 907285
Water Supply | 20.76.14 | Design, Supply & erection of transformer of standard make Required 25 KVA 11/0.433 KVA rating outdoor type 11KV A V.C.B, panel, G.O. switch, H. Pole, H.T metering panel, APFC panel, battery charges, 11 KVA substation, entire cable network from G.O. switch to H.T metering equipment and from H.T metering to Transformer. From transformer to main to L.T, panel earthling, safety equipment, fenced enclosure for transformer, and any other contingent thereto complete in all respect as per approved make and directions of Engineer-in-charge as per respective capacity | 700 KVA | Each | 1055112
Water Supply | 20.76.15 | Design, Supply & erection of transformer of standard make Required 25 KVA 11/0.433 KVA rating outdoor type 11KV A V.C.B, panel, G.O. switch, H. Pole, H.T metering panel, APFC panel, battery charges, 11 KVA substation, entire cable network from G.O. switch to H.T metering equipment and from H.T metering to Transformer. From transformer to main to L.T, panel earthling, safety equipment, fenced enclosure for transformer, and any other contingent thereto complete in all respect as per approved make and directions of Engineer-in-charge as per respective capacity | 800 KVA | Each | 1089651
Water Supply | 20.76.16 | Design, Supply & erection of transformer of standard make Required 25 KVA 11/0.433 KVA rating outdoor type 11KV A V.C.B, panel, G.O. switch, H. Pole, H.T metering panel, APFC panel, battery charges, 11 KVA substation, entire cable network from G.O. switch to H.T metering equipment and from H.T metering to Transformer. From transformer to main to L.T, panel earthling, safety equipment, fenced enclosure for transformer, and any other contingent thereto complete in all respect as per approved make and directions of Engineer-in-charge as per respective capacity | 900 KVA | Each | 1193266
Water Supply | 20.76.17 | Design, Supply & erection of transformer of standard make Required 25 KVA 11/0.433 KVA rating outdoor type 11KV A V.C.B, panel, G.O. switch, H. Pole, H.T metering panel, APFC panel, battery charges, 11 KVA substation, entire cable network from G.O. switch to H.T metering equipment and from H.T metering to Transformer. From transformer to main to L.T, panel earthling, safety equipment, fenced enclosure for transformer, and any other contingent thereto complete in all respect as per approved make and directions of Engineer-in-charge as per respective capacity | 1000KV A | Each | 1227804
Water Supply | 20.76.18 | Design, Supply & erection of transformer of standard make Required 25 KVA 11/0.433 KVA rating outdoor type 11KV A V.C.B, panel, G.O. switch, H. Pole, H.T metering panel, APFC panel, battery charges, 11 KVA substation, entire cable network from G.O. switch to H.T metering equipment and from H.T metering to Transformer. From transformer to main to L.T, panel earthling, safety equipment, fenced enclosure for transformer, and any other contingent thereto complete in all respect as per approved make and directions of Engineer-in-charge as per respective capacity | 1100 KVA | Each | 1418740
Water Supply | 20.76.19 | Design, Supply & erection of transformer of standard make Required 25 KVA 11/0.433 KVA rating outdoor type 11KV A V.C.B, panel, G.O. switch, H. Pole, H.T metering panel, APFC panel, battery charges, 11 KVA substation, entire cable network from G.O. switch to H.T metering equipment and from H.T metering to Transformer. From transformer to main to L.T, panel earthling, safety equipment, fenced enclosure for transformer, and any other contingent thereto complete in all respect as per approved make and directions of Engineer-in-charge as per respective capacity | 1200KV A FILTER BEDS WASHING | Each | 1496452
Water Supply | 20.77 | Taking out filter media top layer and replacing the same after screened, washed & cleaned |  | Cum | 830
Water Supply | 20.78 | Providing and fixing bed plates complete in all respect |  | Each | 102
Water Supply | 20.79 | Taking out filter media 2nd layer and replacing the same after screened, washed & cleaned |  | Cum | 801
Water Supply | 20.80 | Taking out filter media 3rd layer and replacing the same after screened, washed & cleaned |  | Cum | 797
Water Supply | 20.81 | Taking out filter media 4th layer and replacing the same after screened, washed & cleaned |  | Cum | 797
Water Supply | 20.82 | Taking out filter media bottom and other layers and replacing the same after screened, washed & cleaned |  | Cum | 572
Water Supply | 20.83 | Taking out bed plates from filter beds and replacing same after washing. RUBBER MATTING |  | Each | 23
Water Supply | 20.84 | Providing and fixing of insulated robber matting suitable for 11 KV installation 1 M x 2 M x 12 mm thick (IS code 15652-40091) as per specification complete and as per directions of Engineer-in-charge PVC WATER BAR |  | Each | 1532
Water Supply | 20.85.1 | Supplying and Fixing of PVC water bars for water stops flexible physical plastic for preventing leakage in concrete joints to avoid seepage ( Fixo­ stop) with ribs and central bulbs marked as per IS-12200 of 2001 along with bitumen filler complete in all respects | 150 mm wide X 4.65 mm thickness of wall | Metre | 172
Water Supply | 20.85.2 | Supplying and Fixing of PVC water bars for water stops flexible physical plastic for preventing leakage in concrete joints to avoid seepage ( Fixo­ stop) with ribs and central bulbs marked as per IS-12200 of 2001 along with bitumen filler complete in all respects | 150mm wide X 6.00 mm thickness of wall | Metre | 229
Water Supply | 20.85.3 | Supplying and Fixing of PVC water bars for water stops flexible physical plastic for preventing leakage in concrete joints to avoid seepage ( Fixo­ stop) with ribs and central bulbs marked as per IS-12200 of 2001 along with bitumen filler complete in all respects | 250 mm x 8-11 mm thickness of wall | Metre | 401
Water Supply | 20.85.4 | Supplying and Fixing of PVC water bars for water stops flexible physical plastic for preventing leakage in concrete joints to avoid seepage ( Fixo­ stop) with ribs and central bulbs marked as per IS-12200 of 2001 along with bitumen filler complete in all respects | 300 mm x 8 mm thickness of wall per G.O.SWITCH | Metre | 561
Water Supply | 20.86 | Supply, erection, testing & commissioning of G.O. Switch two poles, with blade, pin 6 insulators operating handle with GI pipe 25 mm class B complete in all respects. CHLORINATORS |  | Each | 41225
Water Supply | 20.87 | Supply & erection of "Wall Mounting Type, solenoid driven, motorized, electromagnetic diaphragm Dozing Metering pump working on three-phase 220/240 V 50 Hz electric supply with standard electronic controls, suitable for minimum dozing capacity O to 27 LPH at 10 bar back pressure" complete with necessary accessories, complete in all respects along with supply and erection of 1 No. Voltage Stabilizer with Dozing Pump along with 1 No. 300 litres capacity ISi marked HOPE storage tank of approved make as per directions of Engineer-in-charge. CT METER |  | Each | 21814
Water Supply | 20.88 | Supply, erection, testing and commissioning of CT meter of standard make with cubical meter box as per HVPNL specifications including 3 phase electrical meter 100/5 of standard make approved by HVPNL including CT/PT of suitable rating complete in all respect as per directions of Engineer-in-charge DGSETS |  | Each | 15581
Water Supply | 20.89.1 | Designing, Supply & erection of DG set of capacity given below with noise controlled devices acoustic of suitable rating, testing and commissioning of diesel generating set, radiator cooled, 3 phase, 4 wire, 50 cycles 415 +(-)1% volts AC alternator coupled directly through a set of flexible coupling on a common MS fabricated base frame with diesel engine complete with suitable size incoming cable from generator to change over/AMF panel, making 2nd incoming cable connection from transformer, outgoing cable connection from changeover/ standard panel, making second incoming cable connection from transformer, outgoing cable connection from changeover / STD panel to incomer of motor starter panel, fenced enclosure with platform for DG sets complete as per following detailed scope and specifications and directions of Engineer-in-charge. The rating should be at 1500 RPM. a) Diesel Engine b) Alternator c) Battery 24 v. d) Base Plate. e) suitable sq mm suitable core copper cable upto 40 metres. f) Tools, standard panel g) Metering set 415 VAC-1 set (Amp. meter, Volt Meter, ASS, VSS, Phase Indicator, control fuse, frequency meter, CT's) h) Metering set 60/5A/11 OV (Amp. Meter, Volt Meter) i) Overload protection for DC-1 No. j) Battery Charger 24V DC k)Copper bus bar of suitable size I) KWH meter 96 sqmm size m) Starting fuse button and key switch9on/off) n) Indicating lamps for low lubricated oil pressure, high coolant temperature, set running, load on, De control and other required accessories complete in all respects to the satisfaction of Engineer-in-charge | 10KVA | Each | 334803
Water Supply | 20.89.2 | Designing, Supply & erection of DG set of capacity given below with noise controlled devices acoustic of suitable rating, testing and commissioning of diesel generating set, radiator cooled, 3 phase, 4 wire, 50 cycles 415 +(-)1% volts AC alternator coupled directly through a set of flexible coupling on a common MS fabricated base frame with diesel engine complete with suitable size incoming cable from generator to change over/AMF panel, making 2nd incoming cable connection from transformer, outgoing cable connection from changeover/ standard panel, making second incoming cable connection from transformer, outgoing cable connection from changeover / STD panel to incomer of motor starter panel, fenced enclosure with platform for DG sets complete as per following detailed scope and specifications and directions of Engineer-in-charge. The rating should be at 1500 RPM. a) Diesel Engine b) Alternator c) Battery 24 v. d) Base Plate. e) suitable sq mm suitable core copper cable upto 40 metres. f) Tools, standard panel g) Metering set 415 VAC-1 set (Amp. meter, Volt Meter, ASS, VSS, Phase Indicator, control fuse, frequency meter, CT's) h) Metering set 60/5A/11 OV (Amp. Meter, Volt Meter) i) Overload protection for DC-1 No. j) Battery Charger 24V DC k)Copper bus bar of suitable size I) KWH meter 96 sqmm size m) Starting fuse button and key switch9on/off) n) Indicating lamps for low lubricated oil pressure, high coolant temperature, set running, load on, De control and other required accessories complete in all respects to the satisfaction of Engineer-in-charge | 20KVA | Each | 364667
Water Supply | 20.89.3 | Designing, Supply & erection of DG set of capacity given below with noise controlled devices acoustic of suitable rating, testing and commissioning of diesel generating set, radiator cooled, 3 phase, 4 wire, 50 cycles 415 +(-)1% volts AC alternator coupled directly through a set of flexible coupling on a common MS fabricated base frame with diesel engine complete with suitable size incoming cable from generator to change over/AMF panel, making 2nd incoming cable connection from transformer, outgoing cable connection from changeover/ standard panel, making second incoming cable connection from transformer, outgoing cable connection from changeover / STD panel to incomer of motor starter panel, fenced enclosure with platform for DG sets complete as per following detailed scope and specifications and directions of Engineer-in-charge. The rating should be at 1500 RPM. a) Diesel Engine b) Alternator c) Battery 24 v. d) Base Plate. e) suitable sq mm suitable core copper cable upto 40 metres. f) Tools, standard panel g) Metering set 415 VAC-1 set (Amp. meter, Volt Meter, ASS, VSS, Phase Indicator, control fuse, frequency meter, CT's) h) Metering set 60/5A/11 OV (Amp. Meter, Volt Meter) i) Overload protection for DC-1 No. j) Battery Charger 24V DC k)Copper bus bar of suitable size I) KWH meter 96 sqmm size m) Starting fuse button and key switch9on/off) n) Indicating lamps for low lubricated oil pressure, high coolant temperature, set running, load on, De control and other required accessories complete in all respects to the satisfaction of Engineer-in-charge | 25KVA | Each | 402322
Water Supply | 20.89.4 | Designing, Supply & erection of DG set of capacity given below with noise controlled devices acoustic of suitable rating, testing and commissioning of diesel generating set, radiator cooled, 3 phase, 4 wire, 50 cycles 415 +(-)1% volts AC alternator coupled directly through a set of flexible coupling on a common MS fabricated base frame with diesel engine complete with suitable size incoming cable from generator to change over/AMF panel, making 2nd incoming cable connection from transformer, outgoing cable connection from changeover/ standard panel, making second incoming cable connection from transformer, outgoing cable connection from changeover / STD panel to incomer of motor starter panel, fenced enclosure with platform for DG sets complete as per following detailed scope and specifications and directions of Engineer-in-charge. The rating should be at 1500 RPM. a) Diesel Engine b) Alternator c) Battery 24 v. d) Base Plate. e) suitable sq mm suitable core copper cable upto 40 metres. f) Tools, standard panel g) Metering set 415 VAC-1 set (Amp. meter, Volt Meter, ASS, VSS, Phase Indicator, control fuse, frequency meter, CT's) h) Metering set 60/5A/11 OV (Amp. Meter, Volt Meter) i) Overload protection for DC-1 No. j) Battery Charger 24V DC k)Copper bus bar of suitable size I) KWH meter 96 sqmm size m) Starting fuse button and key switch9on/off) n) Indicating lamps for low lubricated oil pressure, high coolant temperature, set running, load on, De control and other required accessories complete in all respects to the satisfaction of Engineer-in-charge | 50KVA | Each | 585401
Water Supply | 20.89.5 | Designing, Supply & erection of DG set of capacity given below with noise controlled devices acoustic of suitable rating, testing and commissioning of diesel generating set, radiator cooled, 3 phase, 4 wire, 50 cycles 415 +(-)1% volts AC alternator coupled directly through a set of flexible coupling on a common MS fabricated base frame with diesel engine complete with suitable size incoming cable from generator to change over/AMF panel, making 2nd incoming cable connection from transformer, outgoing cable connection from changeover/ standard panel, making second incoming cable connection from transformer, outgoing cable connection from changeover / STD panel to incomer of motor starter panel, fenced enclosure with platform for DG sets complete as per following detailed scope and specifications and directions of Engineer-in-charge. The rating should be at 1500 RPM. a) Diesel Engine b) Alternator c) Battery 24 v. d) Base Plate. e) suitable sq mm suitable core copper cable upto 40 metres. f) Tools, standard panel g) Metering set 415 VAC-1 set (Amp. meter, Volt Meter, ASS, VSS, Phase Indicator, control fuse, frequency meter, CT's) h) Metering set 60/5A/11 OV (Amp. Meter, Volt Meter) i) Overload protection for DC-1 No. j) Battery Charger 24V DC k)Copper bus bar of suitable size I) KWH meter 96 sqmm size m) Starting fuse button and key switch9on/off) n) Indicating lamps for low lubricated oil pressure, high coolant temperature, set running, load on, De control and other required accessories complete in all respects to the satisfaction of Engineer-in-charge | 62.5KV A | Each | 608773
Water Supply | 20.89.6 | Designing, Supply & erection of DG set of capacity given below with noise controlled devices acoustic of suitable rating, testing and commissioning of diesel generating set, radiator cooled, 3 phase, 4 wire, 50 cycles 415 +(-)1% volts AC alternator coupled directly through a set of flexible coupling on a common MS fabricated base frame with diesel engine complete with suitable size incoming cable from generator to change over/AMF panel, making 2nd incoming cable connection from transformer, outgoing cable connection from changeover/ standard panel, making second incoming cable connection from transformer, outgoing cable connection from changeover / STD panel to incomer of motor starter panel, fenced enclosure with platform for DG sets complete as per following detailed scope and specifications and directions of Engineer-in-charge. The rating should be at 1500 RPM. a) Diesel Engine b) Alternator c) Battery 24 v. d) Base Plate. e) suitable sq mm suitable core copper cable upto 40 metres. f) Tools, standard panel g) Metering set 415 VAC-1 set (Amp. meter, Volt Meter, ASS, VSS, Phase Indicator, control fuse, frequency meter, CT's) h) Metering set 60/5A/11 OV (Amp. Meter, Volt Meter) i) Overload protection for DC-1 No. j) Battery Charger 24V DC k)Copper bus bar of suitable size I) KWH meter 96 sqmm size m) Starting fuse button and key switch9on/off) n) Indicating lamps for low lubricated oil pressure, high coolant temperature, set running, load on, De control and other required accessories complete in all respects to the satisfaction of Engineer-in-charge | 100 KVA | Each | 872681
Water Supply | 20.89.7 | Designing, Supply & erection of DG set of capacity given below with noise controlled devices acoustic of suitable rating, testing and commissioning of diesel generating set, radiator cooled, 3 phase, 4 wire, 50 cycles 415 +(-)1% volts AC alternator coupled directly through a set of flexible coupling on a common MS fabricated base frame with diesel engine complete with suitable size incoming cable from generator to change over/AMF panel, making 2nd incoming cable connection from transformer, outgoing cable connection from changeover/ standard panel, making second incoming cable connection from transformer, outgoing cable connection from changeover / STD panel to incomer of motor starter panel, fenced enclosure with platform for DG sets complete as per following detailed scope and specifications and directions of Engineer-in-charge. The rating should be at 1500 RPM. a) Diesel Engine b) Alternator c) Battery 24 v. d) Base Plate. e) suitable sq mm suitable core copper cable upto 40 metres. f) Tools, standard panel g) Metering set 415 VAC-1 set (Amp. meter, Volt Meter, ASS, VSS, Phase Indicator, control fuse, frequency meter, CT's) h) Metering set 60/5A/11 OV (Amp. Meter, Volt Meter) i) Overload protection for DC-1 No. j) Battery Charger 24V DC k)Copper bus bar of suitable size I) KWH meter 96 sqmm size m) Starting fuse button and key switch9on/off) n) Indicating lamps for low lubricated oil pressure, high coolant temperature, set running, load on, De control and other required accessories complete in all respects to the satisfaction of Engineer-in-charge | 125 KVA | Each | 896053
Water Supply | 20.89.8 | Designing, Supply & erection of DG set of capacity given below with noise controlled devices acoustic of suitable rating, testing and commissioning of diesel generating set, radiator cooled, 3 phase, 4 wire, 50 cycles 415 +(-)1% volts AC alternator coupled directly through a set of flexible coupling on a common MS fabricated base frame with diesel engine complete with suitable size incoming cable from generator to change over/AMF panel, making 2nd incoming cable connection from transformer, outgoing cable connection from changeover/ standard panel, making second incoming cable connection from transformer, outgoing cable connection from changeover / STD panel to incomer of motor starter panel, fenced enclosure with platform for DG sets complete as per following detailed scope and specifications and directions of Engineer-in-charge. The rating should be at 1500 RPM. a) Diesel Engine b) Alternator c) Battery 24 v. d) Base Plate. e) suitable sq mm suitable core copper cable upto 40 metres. f) Tools, standard panel g) Metering set 415 VAC-1 set (Amp. meter, Volt Meter, ASS, VSS, Phase Indicator, control fuse, frequency meter, CT's) h) Metering set 60/5A/11 OV (Amp. Meter, Volt Meter) i) Overload protection for DC-1 No. j) Battery Charger 24V DC k)Copper bus bar of suitable size I) KWH meter 96 sqmm size m) Starting fuse button and key switch9on/off) n) Indicating lamps for low lubricated oil pressure, high coolant temperature, set running, load on, De control and other required accessories complete in all respects to the satisfaction of Engineer-in-charge | 160 KVA | Each | 1266108
Water Supply | 20.89.9 | Designing, Supply & erection of DG set of capacity given below with noise controlled devices acoustic of suitable rating, testing and commissioning of diesel generating set, radiator cooled, 3 phase, 4 wire, 50 cycles 415 +(-)1% volts AC alternator coupled directly through a set of flexible coupling on a common MS fabricated base frame with diesel engine complete with suitable size incoming cable from generator to change over/AMF panel, making 2nd incoming cable connection from transformer, outgoing cable connection from changeover/ standard panel, making second incoming cable connection from transformer, outgoing cable connection from changeover / STD panel to incomer of motor starter panel, fenced enclosure with platform for DG sets complete as per following detailed scope and specifications and directions of Engineer-in-charge. The rating should be at 1500 RPM. a) Diesel Engine b) Alternator c) Battery 24 v. d) Base Plate. e) suitable sq mm suitable core copper cable upto 40 metres. f) Tools, standard panel g) Metering set 415 VAC-1 set (Amp. meter, Volt Meter, ASS, VSS, Phase Indicator, control fuse, frequency meter, CT's) h) Metering set 60/5A/11 OV (Amp. Meter, Volt Meter) i) Overload protection for DC-1 No. j) Battery Charger 24V DC k)Copper bus bar of suitable size I) KWH meter 96 sqmm size m) Starting fuse button and key switch9on/off) n) Indicating lamps for low lubricated oil pressure, high coolant temperature, set running, load on, De control and other required accessories complete in all respects to the satisfaction of Engineer-in-charge | 200KV A | Each | 1505021
Water Supply | 20.89.10 | Designing, Supply & erection of DG set of capacity given below with noise controlled devices acoustic of suitable rating, testing and commissioning of diesel generating set, radiator cooled, 3 phase, 4 wire, 50 cycles 415 +(-)1% volts AC alternator coupled directly through a set of flexible coupling on a common MS fabricated base frame with diesel engine complete with suitable size incoming cable from generator to change over/AMF panel, making 2nd incoming cable connection from transformer, outgoing cable connection from changeover/ standard panel, making second incoming cable connection from transformer, outgoing cable connection from changeover / STD panel to incomer of motor starter panel, fenced enclosure with platform for DG sets complete as per following detailed scope and specifications and directions of Engineer-in-charge. The rating should be at 1500 RPM. a) Diesel Engine b) Alternator c) Battery 24 v. d) Base Plate. e) suitable sq mm suitable core copper cable upto 40 metres. f) Tools, standard panel g) Metering set 415 VAC-1 set (Amp. meter, Volt Meter, ASS, VSS, Phase Indicator, control fuse, frequency meter, CT's) h) Metering set 60/5A/11 OV (Amp. Meter, Volt Meter) i) Overload protection for DC-1 No. j) Battery Charger 24V DC k)Copper bus bar of suitable size I) KWH meter 96 sqmm size m) Starting fuse button and key switch9on/off) n) Indicating lamps for low lubricated oil pressure, high coolant temperature, set running, load on, De control and other required accessories complete in all respects to the satisfaction of Engineer-in-charge | 250 KVA | Each | 1845213
Water Supply | 20.89.11 | Designing, Supply & erection of DG set of capacity given below with noise controlled devices acoustic of suitable rating, testing and commissioning of diesel generating set, radiator cooled, 3 phase, 4 wire, 50 cycles 415 +(-)1% volts AC alternator coupled directly through a set of flexible coupling on a common MS fabricated base frame with diesel engine complete with suitable size incoming cable from generator to change over/AMF panel, making 2nd incoming cable connection from transformer, outgoing cable connection from changeover/ standard panel, making second incoming cable connection from transformer, outgoing cable connection from changeover / STD panel to incomer of motor starter panel, fenced enclosure with platform for DG sets complete as per following detailed scope and specifications and directions of Engineer-in-charge. The rating should be at 1500 RPM. a) Diesel Engine b) Alternator c) Battery 24 v. d) Base Plate. e) suitable sq mm suitable core copper cable upto 40 metres. f) Tools, standard panel g) Metering set 415 VAC-1 set (Amp. meter, Volt Meter, ASS, VSS, Phase Indicator, control fuse, frequency meter, CT's) h) Metering set 60/5A/11 OV (Amp. Meter, Volt Meter) i) Overload protection for DC-1 No. j) Battery Charger 24V DC k)Copper bus bar of suitable size I) KWH meter 96 sqmm size m) Starting fuse button and key switch9on/off) n) Indicating lamps for low lubricated oil pressure, high coolant temperature, set running, load on, De control and other required accessories complete in all respects to the satisfaction of Engineer-in-charge | 300 KVA | Each | 2313949
Water Supply | 20.89.12 | Designing, Supply & erection of DG set of capacity given below with noise controlled devices acoustic of suitable rating, testing and commissioning of diesel generating set, radiator cooled, 3 phase, 4 wire, 50 cycles 415 +(-)1% volts AC alternator coupled directly through a set of flexible coupling on a common MS fabricated base frame with diesel engine complete with suitable size incoming cable from generator to change over/AMF panel, making 2nd incoming cable connection from transformer, outgoing cable connection from changeover/ standard panel, making second incoming cable connection from transformer, outgoing cable connection from changeover / STD panel to incomer of motor starter panel, fenced enclosure with platform for DG sets complete as per following detailed scope and specifications and directions of Engineer-in-charge. The rating should be at 1500 RPM. a) Diesel Engine b) Alternator c) Battery 24 v. d) Base Plate. e) suitable sq mm suitable core copper cable upto 40 metres. f) Tools, standard panel g) Metering set 415 VAC-1 set (Amp. meter, Volt Meter, ASS, VSS, Phase Indicator, control fuse, frequency meter, CT's) h) Metering set 60/5A/11 OV (Amp. Meter, Volt Meter) i) Overload protection for DC-1 No. j) Battery Charger 24V DC k)Copper bus bar of suitable size I) KWH meter 96 sqmm size m) Starting fuse button and key switch9on/off) n) Indicating lamps for low lubricated oil pressure, high coolant temperature, set running, load on, De control and other required accessories complete in all respects to the satisfaction of Engineer-in-charge | 360 KVA | Each | 2554161
Water Supply | 20.89.13 | Designing, Supply & erection of DG set of capacity given below with noise controlled devices acoustic of suitable rating, testing and commissioning of diesel generating set, radiator cooled, 3 phase, 4 wire, 50 cycles 415 +(-)1% volts AC alternator coupled directly through a set of flexible coupling on a common MS fabricated base frame with diesel engine complete with suitable size incoming cable from generator to change over/AMF panel, making 2nd incoming cable connection from transformer, outgoing cable connection from changeover/ standard panel, making second incoming cable connection from transformer, outgoing cable connection from changeover / STD panel to incomer of motor starter panel, fenced enclosure with platform for DG sets complete as per following detailed scope and specifications and directions of Engineer-in-charge. The rating should be at 1500 RPM. a) Diesel Engine b) Alternator c) Battery 24 v. d) Base Plate. e) suitable sq mm suitable core copper cable upto 40 metres. f) Tools, standard panel g) Metering set 415 VAC-1 set (Amp. meter, Volt Meter, ASS, VSS, Phase Indicator, control fuse, frequency meter, CT's) h) Metering set 60/5A/11 OV (Amp. Meter, Volt Meter) i) Overload protection for DC-1 No. j) Battery Charger 24V DC k)Copper bus bar of suitable size I) KWH meter 96 sqmm size m) Starting fuse button and key switch9on/off) n) Indicating lamps for low lubricated oil pressure, high coolant temperature, set running, load on, De control and other required accessories complete in all respects to the satisfaction of Engineer-in-charge | 400 KVA | Each | 2880069
Water Supply | 20.89.14 | Designing, Supply & erection of DG set of capacity given below with noise controlled devices acoustic of suitable rating, testing and commissioning of diesel generating set, radiator cooled, 3 phase, 4 wire, 50 cycles 415 +(-)1% volts AC alternator coupled directly through a set of flexible coupling on a common MS fabricated base frame with diesel engine complete with suitable size incoming cable from generator to change over/AMF panel, making 2nd incoming cable connection from transformer, outgoing cable connection from changeover/ standard panel, making second incoming cable connection from transformer, outgoing cable connection from changeover / STD panel to incomer of motor starter panel, fenced enclosure with platform for DG sets complete as per following detailed scope and specifications and directions of Engineer-in-charge. The rating should be at 1500 RPM. a) Diesel Engine b) Alternator c) Battery 24 v. d) Base Plate. e) suitable sq mm suitable core copper cable upto 40 metres. f) Tools, standard panel g) Metering set 415 VAC-1 set (Amp. meter, Volt Meter, ASS, VSS, Phase Indicator, control fuse, frequency meter, CT's) h) Metering set 60/5A/11 OV (Amp. Meter, Volt Meter) i) Overload protection for DC-1 No. j) Battery Charger 24V DC k)Copper bus bar of suitable size I) KWH meter 96 sqmm size m) Starting fuse button and key switch9on/off) n) Indicating lamps for low lubricated oil pressure, high coolant temperature, set running, load on, De control and other required accessories complete in all respects to the satisfaction of Engineer-in-charge | 500 KVA | Each | 3620179
Water Supply | 20.89.15 | Designing, Supply & erection of DG set of capacity given below with noise controlled devices acoustic of suitable rating, testing and commissioning of diesel generating set, radiator cooled, 3 phase, 4 wire, 50 cycles 415 +(-)1% volts AC alternator coupled directly through a set of flexible coupling on a common MS fabricated base frame with diesel engine complete with suitable size incoming cable from generator to change over/AMF panel, making 2nd incoming cable connection from transformer, outgoing cable connection from changeover/ standard panel, making second incoming cable connection from transformer, outgoing cable connection from changeover / STD panel to incomer of motor starter panel, fenced enclosure with platform for DG sets complete as per following detailed scope and specifications and directions of Engineer-in-charge. The rating should be at 1500 RPM. a) Diesel Engine b) Alternator c) Battery 24 v. d) Base Plate. e) suitable sq mm suitable core copper cable upto 40 metres. f) Tools, standard panel g) Metering set 415 VAC-1 set (Amp. meter, Volt Meter, ASS, VSS, Phase Indicator, control fuse, frequency meter, CT's) h) Metering set 60/5A/11 OV (Amp. Meter, Volt Meter) i) Overload protection for DC-1 No. j) Battery Charger 24V DC k)Copper bus bar of suitable size I) KWH meter 96 sqmm size m) Starting fuse button and key switch9on/off) n) Indicating lamps for low lubricated oil pressure, high coolant temperature, set running, load on, De control and other required accessories complete in all respects to the satisfaction of Engineer-in-charge | 600KV A | Each | 4582388
Water Supply | 20.89.16 | Designing, Supply & erection of DG set of capacity given below with noise controlled devices acoustic of suitable rating, testing and commissioning of diesel generating set, radiator cooled, 3 phase, 4 wire, 50 cycles 415 +(-)1% volts AC alternator coupled directly through a set of flexible coupling on a common MS fabricated base frame with diesel engine complete with suitable size incoming cable from generator to change over/AMF panel, making 2nd incoming cable connection from transformer, outgoing cable connection from changeover/ standard panel, making second incoming cable connection from transformer, outgoing cable connection from changeover / STD panel to incomer of motor starter panel, fenced enclosure with platform for DG sets complete as per following detailed scope and specifications and directions of Engineer-in-charge. The rating should be at 1500 RPM. a) Diesel Engine b) Alternator c) Battery 24 v. d) Base Plate. e) suitable sq mm suitable core copper cable upto 40 metres. f) Tools, standard panel g) Metering set 415 VAC-1 set (Amp. meter, Volt Meter, ASS, VSS, Phase Indicator, control fuse, frequency meter, CT's) h) Metering set 60/5A/11 OV (Amp. Meter, Volt Meter) i) Overload protection for DC-1 No. j) Battery Charger 24V DC k)Copper bus bar of suitable size I) KWH meter 96 sqmm size m) Starting fuse button and key switch9on/off) n) Indicating lamps for low lubricated oil pressure, high coolant temperature, set running, load on, De control and other required accessories complete in all respects to the satisfaction of Engineer-in-charge | 700 KVA | Each | 6314507
Water Supply | 20.89.17 | Designing, Supply & erection of DG set of capacity given below with noise controlled devices acoustic of suitable rating, testing and commissioning of diesel generating set, radiator cooled, 3 phase, 4 wire, 50 cycles 415 +(-)1% volts AC alternator coupled directly through a set of flexible coupling on a common MS fabricated base frame with diesel engine complete with suitable size incoming cable from generator to change over/AMF panel, making 2nd incoming cable connection from transformer, outgoing cable connection from changeover/ standard panel, making second incoming cable connection from transformer, outgoing cable connection from changeover / STD panel to incomer of motor starter panel, fenced enclosure with platform for DG sets complete as per following detailed scope and specifications and directions of Engineer-in-charge. The rating should be at 1500 RPM. a) Diesel Engine b) Alternator c) Battery 24 v. d) Base Plate. e) suitable sq mm suitable core copper cable upto 40 metres. f) Tools, standard panel g) Metering set 415 VAC-1 set (Amp. meter, Volt Meter, ASS, VSS, Phase Indicator, control fuse, frequency meter, CT's) h) Metering set 60/5A/11 OV (Amp. Meter, Volt Meter) i) Overload protection for DC-1 No. j) Battery Charger 24V DC k)Copper bus bar of suitable size I) KWH meter 96 sqmm size m) Starting fuse button and key switch9on/off) n) Indicating lamps for low lubricated oil pressure, high coolant temperature, set running, load on, De control and other required accessories complete in all respects to the satisfaction of Engineer-in-charge | 800 KVA | Each | 7083183
Water Supply | 20.89.18 | Designing, Supply & erection of DG set of capacity given below with noise controlled devices acoustic of suitable rating, testing and commissioning of diesel generating set, radiator cooled, 3 phase, 4 wire, 50 cycles 415 +(-)1% volts AC alternator coupled directly through a set of flexible coupling on a common MS fabricated base frame with diesel engine complete with suitable size incoming cable from generator to change over/AMF panel, making 2nd incoming cable connection from transformer, outgoing cable connection from changeover/ standard panel, making second incoming cable connection from transformer, outgoing cable connection from changeover / STD panel to incomer of motor starter panel, fenced enclosure with platform for DG sets complete as per following detailed scope and specifications and directions of Engineer-in-charge. The rating should be at 1500 RPM. a) Diesel Engine b) Alternator c) Battery 24 v. d) Base Plate. e) suitable sq mm suitable core copper cable upto 40 metres. f) Tools, standard panel g) Metering set 415 VAC-1 set (Amp. meter, Volt Meter, ASS, VSS, Phase Indicator, control fuse, frequency meter, CT's) h) Metering set 60/5A/11 OV (Amp. Meter, Volt Meter) i) Overload protection for DC-1 No. j) Battery Charger 24V DC k)Copper bus bar of suitable size I) KWH meter 96 sqmm size m) Starting fuse button and key switch9on/off) n) Indicating lamps for low lubricated oil pressure, high coolant temperature, set running, load on, De control and other required accessories complete in all respects to the satisfaction of Engineer-in-charge | 900 KVA | Each | 8240092
Water Supply | 20.89.19 | Designing, Supply & erection of DG set of capacity given below with noise controlled devices acoustic of suitable rating, testing and commissioning of diesel generating set, radiator cooled, 3 phase, 4 wire, 50 cycles 415 +(-)1% volts AC alternator coupled directly through a set of flexible coupling on a common MS fabricated base frame with diesel engine complete with suitable size incoming cable from generator to change over/AMF panel, making 2nd incoming cable connection from transformer, outgoing cable connection from changeover/ standard panel, making second incoming cable connection from transformer, outgoing cable connection from changeover / STD panel to incomer of motor starter panel, fenced enclosure with platform for DG sets complete as per following detailed scope and specifications and directions of Engineer-in-charge. The rating should be at 1500 RPM. a) Diesel Engine b) Alternator c) Battery 24 v. d) Base Plate. e) suitable sq mm suitable core copper cable upto 40 metres. f) Tools, standard panel g) Metering set 415 VAC-1 set (Amp. meter, Volt Meter, ASS, VSS, Phase Indicator, control fuse, frequency meter, CT's) h) Metering set 60/5A/11 OV (Amp. Meter, Volt Meter) i) Overload protection for DC-1 No. j) Battery Charger 24V DC k)Copper bus bar of suitable size I) KWH meter 96 sqmm size m) Starting fuse button and key switch9on/off) n) Indicating lamps for low lubricated oil pressure, high coolant temperature, set running, load on, De control and other required accessories complete in all respects to the satisfaction of Engineer-in-charge | 1000 KVA BOKKY TYPE SHELLO TUBWELL | Each | 8933459
Water Supply | 20.90.1 | Drilling of 250mm dia of bore through bokky type instrument complete in all respect including charges for shifting of infrastructures as per IS Code 12818: 1992 | 0 to 50m BGL | Metre | 397
Water Supply | 20.90.2 | Drilling of 250mm dia of bore through bokky type instrument complete in all respect including charges for shifting of infrastructures as per IS Code 12818: 1992 | 51 to 75m BGL | Metre | 453
Water Supply | 20.90.3 | Drilling of 250mm dia of bore through bokky type instrument complete in all respect including charges for shifting of infrastructures as per IS Code 12818: 1992 | 76 to 100m BGL | Metre | 510
Water Supply | 20.91 | Providing and Lowering 225 mm outer dia UPVC pipe threaded (10kg/CM2) duly ISi marked IS Code 12818:1992 complete in all respect as per directions of Engineer-in-charge |  | Metre | 1416
Water Supply | 20.92 | Providing and lowering 225mm outer dia UPVC filter Jali (10 Kg/CM2) duly ISi marked IS Code 12818:1992 complete in all respect as per directions of Engineer-in-charge |  | Metre | 136
Water Supply | 20.93 | Providing and fixing 250 mm M.S. clamp as for suitable pipe with nut & bolt complete in all respect as per directions of Engineer-in-charge |  | Each | 1700
Water Supply | 20.94 | Providing and fixing UPVC cap for 225mm outer dia UPVC pipe (10kg/cm2) duly ISi marked IS Code 12818:1992 complete in all respect as per directions of Engineer-in-charge |  | Each | 793
Water Supply | 20.95 | Development of tube well with pump of suitable rating to that full satisfaction and as directed by the Engineer-in-charge INSTALLATION OF SHALLOW/MEDIUM/DEEP TUBEWELLS AS PER IS 2800:1991 |  | Hour | 1360
Water Supply | 20.96 | Drilling of 609.60mm dia bore by hydraulic rotary drilling (reverse per circulation method) percussion rig according to ISi specification No. 2800- 1991 (Part-I) as amended up to date and modified to extent of the specification attached with this schedule of items of work in all kinds of soils and boulders up to 125 mm dia except rocky strata including the cost of all consumable stores, fuel, oil, soil stabilizing material and transportation of rig and other accessories to the site of proposed bore and back including cost of lowering of all size of casing pipe while boring & extracting the same against earth friction etc. complete to the satisfaction of the Engineer-in-charge |  | Metre | 1104
Water Supply | 20.96.1 | Drilling from O metre but up to 200 metre BGL |  | Metre | 974
Water Supply | 20.97 | Supplying, fixing and lowering reducing socket as per IS:226 as amended up to date 273.10mm outer dia, x 219.10mm outer dia with 8 threads per inch or 25.40mm to be made out of M.S. plate with internal threads, suitable for jointing 273.10mm outer dia pipe and outer dia pipe and 219.10mm outer dia ERW pipe |  | Each | 3246
Water Supply | 20.98 | Providing and fixing in position suitable bail plug hook of 219.10mm/273.10mm as per IS 226 as amended up to date, including the cost of M.S. Screwed sockets etc. complete in all respects to the entire satisfaction of the Engineer-in-charge of the work |  | Each | 1298
Water Supply | 20.99 | Supplying and packing graded gravel in bore well of size as per ISi 4097, as amended up to date (Grade A) and specification attached with this schedule of item of work. The gravel should be free from dust, dirt or vegetable matters. Packing to be done from the housing pipe to the bottom of liner all around in the bore and will be placed after liner and housing pipes have been lowered and suitably clamped. Thickness and size of the gravel packing will be designed & directed by the Engineer-in-charge strictly as per relevant ISi |  | Cum | 1558
Water Supply | 20.100 | Supplying and fixing well threaded M.S. cap for 273.10mm outer dia M.S. pipe as per ISi 226 as amended up to date to the satisfaction of the Engineer-in-charge |  | Each | 649
Water Supply | 20.101 | Supplying as per IS 226 as amended up to date deodar wooden box made of 20mm thick wood size 60 cm x 75 cm x 30 cm with lid and locking arrangement etc for preserving the strata samples received from the bore as and when desired by the Engineer-in-charge |  | Each | 649
Water Supply | 20.102 | Supplying and fixing 273.10mm M.S. clamp as per IS 226 as amended up to date for supplying the housing pipe supported on two girders not less than ISMB 100mm x 150mm, weight not less than 17.00 kg / m, cross section area not less than 21.67 sq. cm, flange thickness 7.00mm, web thickness 5.40mm, 2.00 m long (each) embedded in suitable foundation as approved by the Engineer-in-charge |  | Each | 2597
Water Supply | 20.103.1 | Development of tube well according to clause 9.3 of IS: 2800-1991 (Part-I) as amended up to date and specifications attached and as directed by the Engineer-in-charge of the work including the cost of all consumable stores, fuel, oil, compressors, pumps and machinery etc. as required for the work | Compressor 450cfm x 250 psi | Hour | 6144
Water Supply | 20.103.2 | Development of tube well according to clause 9.3 of IS: 2800-1991 (Part-I) as amended up to date and specifications attached and as directed by the Engineer-in-charge of the work including the cost of all consumable stores, fuel, oil, compressors, pumps and machinery etc. as required for the work | Compressor 800cfm x 550 psi | Hour | 7791
Water Supply | 20.103.3 | Development of tube well according to clause 9.3 of IS: 2800-1991 (Part-I) as amended up to date and specifications attached and as directed by the Engineer-in-charge of the work including the cost of all consumable stores, fuel, oil, compressors, pumps and machinery etc. as required for the work | Compressor 11 OOcfm x 350 psi | Hour | 7141
Water Supply | 20.105 | Providing and fixing centralizer guides (centralizer) fitted to the well assembly except the housing pipe, at bottom and at a spacing of 12 m centre to centre, to keep the assembly in centre of the bore hole as per approved design and specifications with MS threaded socket, confirming to IS: 226 amended up to date. Electric Resistance welded (ERW) M.S. Pipes/ ERW Cage type Vee wire wound screen/ Stainless steel screen/ galvanized screens duly ISi Marked |  | Each | 130
Water Supply | 20.106.1 | Supply, testing and lowering (ERW) electric resistance welded M.S. pipes with MS threaded socket as per IS 4270 as amended up to date, duly ISi marked for housing pipe in 4 to 7 metres random length into bore well with 88.90mm of threaded ends (8 threads to an inch or 25.40 mm) manufactured out of 8mm thick MS plates with required numbers of MS socket 177.8mm with inside thread to match the pipe threads and made out of MS plate in to borehole in vertical position including cost of all tools and plants, complete in all respects to the satisfaction of Engineer-in- charge, including cost of all cutting, threading of pipe, welding, where required and all sockets. The pipe shall be painted with anti corrosive paint and covered tightly with polythene of following sizes | 200x6.4mm | Metre | 2658
Water Supply | 20.106.2 | Supply, testing and lowering (ERW) electric resistance welded M.S. pipes with MS threaded socket as per IS 4270 as amended up to date, duly ISi marked for housing pipe in 4 to 7 metres random length into bore well with 88.90mm of threaded ends (8 threads to an inch or 25.40 mm) manufactured out of 8mm thick MS plates with required numbers of MS socket 177.8mm with inside thread to match the pipe threads and made out of MS plate in to borehole in vertical position including cost of all tools and plants, complete in all respects to the satisfaction of Engineer-in- charge, including cost of all cutting, threading of pipe, welding, where required and all sockets. The pipe shall be painted with anti corrosive paint and covered tightly with polythene of following sizes | 250xB.Omm | Metre | 3048
Water Supply | 20.107.1.1 | Supply, testing and lowering of ISi marked all welded stainless steel screen (SS304) cage Type V-Wire Wound Screens in bore wells conforming to IS:8110 & compositions of material as per IS:1012, outer dia 221m m equivalent thickness required as per code, tensile load 14000 kg minimum and ring thickness as per IS code of following sizes — Stainless Steel Screens | 200x8.0x0.50mm | Metre | 8811
Water Supply | 20.107.1.2 | Supply, testing and lowering of ISi marked all welded stainless steel screen (SS304) cage Type V-Wire Wound Screens in bore wells conforming to IS:8110 & compositions of material as per IS:1012, outer dia 221m m equivalent thickness required as per code, tensile load 14000 kg minimum and ring thickness as per IS code of following sizes — Stainless Steel Screens | 200x8.0xO. 75mm | Metre | 8694
Water Supply | 20.107.1.3 | Supply, testing and lowering of ISi marked all welded stainless steel screen (SS304) cage Type V-Wire Wound Screens in bore wells conforming to IS:8110 & compositions of material as per IS:1012, outer dia 221m m equivalent thickness required as per code, tensile load 14000 kg minimum and ring thickness as per IS code of following sizes — Stainless Steel Screens | 200x6.3x0.50mm | Metre | 8115
Water Supply | 20.107.1.4 | Supply, testing and lowering of ISi marked all welded stainless steel screen (SS304) cage Type V-Wire Wound Screens in bore wells conforming to IS:8110 & compositions of material as per IS:1012, outer dia 221m m equivalent thickness required as per code, tensile load 14000 kg minimum and ring thickness as per IS code of following sizes — Stainless Steel Screens | 200x6.3x0. 75mm | Metre | 8000
Water Supply | 20.107.1.5 | Supply, testing and lowering of ISi marked all welded stainless steel screen (SS304) cage Type V-Wire Wound Screens in bore wells conforming to IS:8110 & compositions of material as per IS:1012, outer dia 221m m equivalent thickness required as per code, tensile load 14000 kg minimum and ring thickness as per IS code of following sizes — Stainless Steel Screens | 250x7.3x0.50mm | Metre | 8927
Water Supply | 20.107.1.6 | Supply, testing and lowering of ISi marked all welded stainless steel screen (SS304) cage Type V-Wire Wound Screens in bore wells conforming to IS:8110 & compositions of material as per IS:1012, outer dia 221m m equivalent thickness required as per code, tensile load 14000 kg minimum and ring thickness as per IS code of following sizes — Stainless Steel Screens | 250x7.3x0. 75mm | Metre | 8810
Water Supply | 20.107.1.7 | Supply, testing and lowering of ISi marked all welded stainless steel screen (SS304) cage Type V-Wire Wound Screens in bore wells conforming to IS:8110 & compositions of material as per IS:1012, outer dia 221m m equivalent thickness required as per code, tensile load 14000 kg minimum and ring thickness as per IS code of following sizes — Stainless Steel Screens | 250x8.2x0.50mm | Metre | 9390
Water Supply | 20.107.1.8 | Supply, testing and lowering of ISi marked all welded stainless steel screen (SS304) cage Type V-Wire Wound Screens in bore wells conforming to IS:8110 & compositions of material as per IS:1012, outer dia 221m m equivalent thickness required as per code, tensile load 14000 kg minimum and ring thickness as per IS code of following sizes — Stainless Steel Screens | 250x8.2x0. 75mm 20.107. 2 Low carbon Galvanized Screens as per IS 280 20.107. 2.1 200x7. Ox0.50mm | Metre | 9275
Water Supply | 20.107.2.2 | Supply, testing and lowering of ISi marked all welded stainless steel screen (SS304) cage Type V-Wire Wound Screens in bore wells conforming to IS:8110 & compositions of material as per IS:1012, outer dia 221m m equivalent thickness required as per code, tensile load 14000 kg minimum and ring thickness as per IS code of following sizes | 250x8.0x0.50mm 20.107. 2.3 250x8.0xO. 75mm | Metre | 5681
Water Supply | 20.107.2.4 | Supply, testing and lowering of ISi marked all welded stainless steel screen (SS304) cage Type V-Wire Wound Screens in bore wells conforming to IS:8110 & compositions of material as per IS:1012, outer dia 221m m equivalent thickness required as per code, tensile load 14000 kg minimum and ring thickness as per IS code of following sizes | 250x1O.Ox0.50mm | Metre | 6492
Water Supply | 20.107.2.5 | Supply, testing and lowering of ISi marked all welded stainless steel screen (SS304) cage Type V-Wire Wound Screens in bore wells conforming to IS:8110 & compositions of material as per IS:1012, outer dia 221m m equivalent thickness required as per code, tensile load 14000 kg minimum and ring thickness as per IS code of following sizes | 250x10.0xO. 75mm | Metre | 6377
Water Supply | 20.108.1 | Providing, lowering, laying, aligning, cutting (cut surface to be finished uniformly), jointing with coupling and EPDM rubber rings marked with IS: 5382 and testing, AC pressure water supply pipes (Class-15) manufactured with Mazza process as per IS 1592:2003 and specials into trenches for all levels/depths including carriage, loading/ unloading, stacking, handling, rehandling etc. complete in all respects to the satisfaction of the Engineer in charge (Rates are inclusive of couplers, EPDM rubber rings and specials but exclusive of excavation and refilling) | 100mm i/d | Metre | 300
Water Supply | 20.108.2 | Providing, lowering, laying, aligning, cutting (cut surface to be finished uniformly), jointing with coupling and EPDM rubber rings marked with IS: 5382 and testing, AC pressure water supply pipes (Class-15) manufactured with Mazza process as per IS 1592:2003 and specials into trenches for all levels/depths including carriage, loading/ unloading, stacking, handling, rehandling etc. complete in all respects to the satisfaction of the Engineer in charge (Rates are inclusive of couplers, EPDM rubber rings and specials but exclusive of excavation and refilling) | 150mm i/d | Metre | 550
Water Supply | 20.108.3 | Providing, lowering, laying, aligning, cutting (cut surface to be finished uniformly), jointing with coupling and EPDM rubber rings marked with IS: 5382 and testing, AC pressure water supply pipes (Class-15) manufactured with Mazza process as per IS 1592:2003 and specials into trenches for all levels/depths including carriage, loading/ unloading, stacking, handling, rehandling etc. complete in all respects to the satisfaction of the Engineer in charge (Rates are inclusive of couplers, EPDM rubber rings and specials but exclusive of excavation and refilling) | 200mm i/d | Metre | 926
Water Supply | 20.108.4 | Providing, lowering, laying, aligning, cutting (cut surface to be finished uniformly), jointing with coupling and EPDM rubber rings marked with IS: 5382 and testing, AC pressure water supply pipes (Class-15) manufactured with Mazza process as per IS 1592:2003 and specials into trenches for all levels/depths including carriage, loading/ unloading, stacking, handling, rehandling etc. complete in all respects to the satisfaction of the Engineer in charge (Rates are inclusive of couplers, EPDM rubber rings and specials but exclusive of excavation and refilling) | 250mm i/d | Metre | 1174
Water Supply | 20.108.5 | Providing, lowering, laying, aligning, cutting (cut surface to be finished uniformly), jointing with coupling and EPDM rubber rings marked with IS: 5382 and testing, AC pressure water supply pipes (Class-15) manufactured with Mazza process as per IS 1592:2003 and specials into trenches for all levels/depths including carriage, loading/ unloading, stacking, handling, rehandling etc. complete in all respects to the satisfaction of the Engineer in charge (Rates are inclusive of couplers, EPDM rubber rings and specials but exclusive of excavation and refilling) | 300mm i/d | Metre | 1622
Water Supply | 20.108.6 | Providing, lowering, laying, aligning, cutting (cut surface to be finished uniformly), jointing with coupling and EPDM rubber rings marked with IS: 5382 and testing, AC pressure water supply pipes (Class-15) manufactured with Mazza process as per IS 1592:2003 and specials into trenches for all levels/depths including carriage, loading/ unloading, stacking, handling, rehandling etc. complete in all respects to the satisfaction of the Engineer in charge (Rates are inclusive of couplers, EPDM rubber rings and specials but exclusive of excavation and refilling) | 350mm i/d | Metre | 1990
Water Supply | 20.108.7 | Providing, lowering, laying, aligning, cutting (cut surface to be finished uniformly), jointing with coupling and EPDM rubber rings marked with IS: 5382 and testing, AC pressure water supply pipes (Class-15) manufactured with Mazza process as per IS 1592:2003 and specials into trenches for all levels/depths including carriage, loading/ unloading, stacking, handling, rehandling etc. complete in all respects to the satisfaction of the Engineer in charge (Rates are inclusive of couplers, EPDM rubber rings and specials but exclusive of excavation and refilling) | 400mm i/d | Metre | 2595
Water Supply | 20.108.8 | Providing, lowering, laying, aligning, cutting (cut surface to be finished uniformly), jointing with coupling and EPDM rubber rings marked with IS: 5382 and testing, AC pressure water supply pipes (Class-15) manufactured with Mazza process as per IS 1592:2003 and specials into trenches for all levels/depths including carriage, loading/ unloading, stacking, handling, rehandling etc. complete in all respects to the satisfaction of the Engineer in charge (Rates are inclusive of couplers, EPDM rubber rings and specials but exclusive of excavation and refilling) | 450mm i/d | Metre | 3045
Water Supply | 20.108.9 | Providing, lowering, laying, aligning, cutting (cut surface to be finished uniformly), jointing with coupling and EPDM rubber rings marked with IS: 5382 and testing, AC pressure water supply pipes (Class-15) manufactured with Mazza process as per IS 1592:2003 and specials into trenches for all levels/depths including carriage, loading/ unloading, stacking, handling, rehandling etc. complete in all respects to the satisfaction of the Engineer in charge (Rates are inclusive of couplers, EPDM rubber rings and specials but exclusive of excavation and refilling) | 500mm 1/d | Metre | 3788
Water Supply | 20.108.10 | Providing, lowering, laying, aligning, cutting (cut surface to be finished uniformly), jointing with coupling and EPDM rubber rings marked with IS: 5382 and testing, AC pressure water supply pipes (Class-15) manufactured with Mazza process as per IS 1592:2003 and specials into trenches for all levels/depths including carriage, loading/ unloading, stacking, handling, rehandling etc. complete in all respects to the satisfaction of the Engineer in charge (Rates are inclusive of couplers, EPDM rubber rings and specials but exclusive of excavation and refilling) | 600mm i/d | Metre | 5392
Water Supply | 20.108.11 | Providing, lowering, laying, aligning, cutting (cut surface to be finished uniformly), jointing with coupling and EPDM rubber rings marked with IS: 5382 and testing, AC pressure water supply pipes (Class-15) manufactured with Mazza process as per IS 1592:2003 and specials into trenches for all levels/depths including carriage, loading/ unloading, stacking, handling, rehandling etc. complete in all respects to the satisfaction of the Engineer in charge (Rates are inclusive of couplers, EPDM rubber rings and specials but exclusive of excavation and refilling) | 700mm i/d | Metre | 6937
Water Supply | 20.108.12 | Providing, lowering, laying, aligning, cutting (cut surface to be finished uniformly), jointing with coupling and EPDM rubber rings marked with IS: 5382 and testing, AC pressure water supply pipes (Class-15) manufactured with Mazza process as per IS 1592:2003 and specials into trenches for all levels/depths including carriage, loading/ unloading, stacking, handling, rehandling etc. complete in all respects to the satisfaction of the Engineer in charge (Rates are inclusive of couplers, EPDM rubber rings and specials but exclusive of excavation and refilling) | 800mm 1/d | Metre | 9135
Water Supply | 20.108.13 | Providing, lowering, laying, aligning, cutting (cut surface to be finished uniformly), jointing with coupling and EPDM rubber rings marked with IS: 5382 and testing, AC pressure water supply pipes (Class-15) manufactured with Mazza process as per IS 1592:2003 and specials into trenches for all levels/depths including carriage, loading/ unloading, stacking, handling, rehandling etc. complete in all respects to the satisfaction of the Engineer in charge (Rates are inclusive of couplers, EPDM rubber rings and specials but exclusive of excavation and refilling) | 900mm i/d | Metre | 11513
Water Supply | 20.108.14 | Providing, lowering, laying, aligning, cutting (cut surface to be finished uniformly), jointing with coupling and EPDM rubber rings marked with IS: 5382 and testing, AC pressure water supply pipes (Class-15) manufactured with Mazza process as per IS 1592:2003 and specials into trenches for all levels/depths including carriage, loading/ unloading, stacking, handling, rehandling etc. complete in all respects to the satisfaction of the Engineer in charge (Rates are inclusive of couplers, EPDM rubber rings and specials but exclusive of excavation and refilling) | 1000mm i/d | Metre | 14185
Water Supply | 20.109.1 | Labour for lowering ISi marked ERW Cage Type Vee Wire Wound Screens in bore wells as per IS: 8110-2000 complete in all respects including tools & plants, etc | 200x6.40mmx0.75mm/0.50mm 1/d | Metre | 130
Water Supply | 20.109.2 | Labour for lowering ISi marked ERW Cage Type Vee Wire Wound Screens in bore wells as per IS: 8110-2000 complete in all respects including tools & plants, etc | 250x8.00mmx0.75mm/0.50mm i/d per Labour for lowering of ISi marked Stainless steel Cage Type Vee Wire Wound Screens in bore welis as per IS: 8110 & Compositions of material complete in all respects including tools & plants, etc. of sizes given below | Metre | 156
Water Supply | 20.111 | Providing and fixing G.O. Switch only without other accessories complete in all respect |  | Each | 9089
Water Supply | 20.112 | Labour for lowering 273.10mm outer dia ERW steel pipes as per IS 4270 per as amended upto date, duly ISi marked for housing pipe in 4 to 7 Meters random length into bore well with 88.90mm of threaded ends (8 threads to an inch or 25.40mm) manufactured out of 8.00mm thick M.S. plates with required number of M.S. socket 177.8mm with inside thread to match the pipe threads and made out of M.S. plate in to borehole in vertical position including cost of all tools and plants, complete in all respects to the satisfaction of the Engineer-in-charge, including cost of all cutting, threading of pipe, welding, where required and all sockets |  | Metre | 156
Water Supply | 20.113 | Labour for lowering 219.10mm outer dia ERW steel pipes as per IS 4270 per as amended upto date, duly ISi marked for housing pipe in 4 to 7 Meters random length into bore well with 88.90mm of threaded ends (8 threads to an inch or 25.40mm) manufactured out of 6.40mm thick M.S. plates with required number of M.S. socket 177.80mm with inside thread to match the pipe threads and made out of M.S. plate in to borehole in vertical position including cost of all tools and plants, complete in all respects to the satisfaction of the Engineer-in-charge, including cost of all cutting, threading of pipe, welding, where required and all sockets |  | Metre | 130
Water Supply | 20.114.1 | Supplying erection, testing of fully automatic electric control panel board for T/Wells in Pump Chamber consisting of MS sheet of thickness 14 gauge duly painted box type floor mounted made of angle Frame containing 1 no. fully automatic air brake starter suitable for Motor of the following capacity, Min switch of suitable range with HRC fuse, 1 no. volt meter (0 to 500 volts), 1 No. Amp. Meter of O to 100 amp. 3 sets of indicating lamp capacitor of suitable capacity and 1 no. single phase preventers with the timer switch including wiring in panel board and suitable electric energy meter wiring in Electric Control Panel Board complete in all respect as per specification given in Schedule No. II, Including MCB, suitable, Capacitor, Wooden Box etc as per site requirement complete in fal respect. Make:- L&T, SIEMENS, BCH, SCHNEIDER | 10 HP Motor | Each | 12984
Water Supply | 20.114.2 | Supplying erection, testing of fully automatic electric control panel board for T/Wells in Pump Chamber consisting of MS sheet of thickness 14 gauge duly painted box type floor mounted made of angle Frame containing 1 no. fully automatic air brake starter suitable for Motor of the following capacity, Min switch of suitable range with HRC fuse, 1 no. volt meter (0 to 500 volts), 1 No. Amp. Meter of O to 100 amp. 3 sets of indicating lamp capacitor of suitable capacity and 1 no. single phase preventers with the timer switch including wiring in panel board and suitable electric energy meter wiring in Electric Control Panel Board complete in all respect as per specification given in Schedule No. II, Including MCB, suitable, Capacitor, Wooden Box etc as per site requirement complete in fal respect. Make:- L&T, SIEMENS, BCH, SCHNEIDER | 15 HP Motor | Each | 19477
Water Supply | 20.114.3 | Supplying erection, testing of fully automatic electric control panel board for T/Wells in Pump Chamber consisting of MS sheet of thickness 14 gauge duly painted box type floor mounted made of angle Frame containing 1 no. fully automatic air brake starter suitable for Motor of the following capacity, Min switch of suitable range with HRC fuse, 1 no. volt meter (0 to 500 volts), 1 No. Amp. Meter of O to 100 amp. 3 sets of indicating lamp capacitor of suitable capacity and 1 no. single phase preventers with the timer switch including wiring in panel board and suitable electric energy meter wiring in Electric Control Panel Board complete in all respect as per specification given in Schedule No. II, Including MCB, suitable, Capacitor, Wooden Box etc as per site requirement complete in fal respect. Make:- L&T, SIEMENS, BCH, SCHNEIDER | 20 HP Motor | Each | 25969
Water Supply | 20.114.4 | Supplying erection, testing of fully automatic electric control panel board for T/Wells in Pump Chamber consisting of MS sheet of thickness 14 gauge duly painted box type floor mounted made of angle Frame containing 1 no. fully automatic air brake starter suitable for Motor of the following capacity, Min switch of suitable range with HRC fuse, 1 no. volt meter (0 to 500 volts), 1 No. Amp. Meter of O to 100 amp. 3 sets of indicating lamp capacitor of suitable capacity and 1 no. single phase preventers with the timer switch including wiring in panel board and suitable electric energy meter wiring in Electric Control Panel Board complete in all respect as per specification given in Schedule No. II, Including MCB, suitable, Capacitor, Wooden Box etc as per site requirement complete in fal respect. Make:- L&T, SIEMENS, BCH, SCHNEIDER | 25 HP Motor | Each | 32461
Water Supply | 20.114.5 | Supplying erection, testing of fully automatic electric control panel board for T/Wells in Pump Chamber consisting of MS sheet of thickness 14 gauge duly painted box type floor mounted made of angle Frame containing 1 no. fully automatic air brake starter suitable for Motor of the following capacity, Min switch of suitable range with HRC fuse, 1 no. volt meter (0 to 500 volts), 1 No. Amp. Meter of O to 100 amp. 3 sets of indicating lamp capacitor of suitable capacity and 1 no. single phase preventers with the timer switch including wiring in panel board and suitable electric energy meter wiring in Electric Control Panel Board complete in all respect as per specification given in Schedule No. II, Including MCB, suitable, Capacitor, Wooden Box etc as per site requirement complete in fal respect. Make:- L&T, SIEMENS, BCH, SCHNEIDER | 30 HP Motor | Each | 38953
Water Supply | 20.114.6 | Supplying erection, testing of fully automatic electric control panel board for T/Wells in Pump Chamber consisting of MS sheet of thickness 14 gauge duly painted box type floor mounted made of angle Frame containing 1 no. fully automatic air brake starter suitable for Motor of the following capacity, Min switch of suitable range with HRC fuse, 1 no. volt meter (0 to 500 volts), 1 No. Amp. Meter of O to 100 amp. 3 sets of indicating lamp capacitor of suitable capacity and 1 no. single phase preventers with the timer switch including wiring in panel board and suitable electric energy meter wiring in Electric Control Panel Board complete in all respect as per specification given in Schedule No. II, Including MCB, suitable, Capacitor, Wooden Box etc as per site requirement complete in fal respect. Make:- L&T, SIEMENS, BCH, SCHNEIDER | 35 HP Motor | Each | 45445
Water Supply | 20.114.7 | Supplying erection, testing of fully automatic electric control panel board for T/Wells in Pump Chamber consisting of MS sheet of thickness 14 gauge duly painted box type floor mounted made of angle Frame containing 1 no. fully automatic air brake starter suitable for Motor of the following capacity, Min switch of suitable range with HRC fuse, 1 no. volt meter (0 to 500 volts), 1 No. Amp. Meter of O to 100 amp. 3 sets of indicating lamp capacitor of suitable capacity and 1 no. single phase preventers with the timer switch including wiring in panel board and suitable electric energy meter wiring in Electric Control Panel Board complete in all respect as per specification given in Schedule No. II, Including MCB, suitable, Capacitor, Wooden Box etc as per site requirement complete in fal respect. Make:- L&T, SIEMENS, BCH, SCHNEIDER | 40 HP Motor | Each | 51938
Water Supply | 20.114.8 | Supplying erection, testing of fully automatic electric control panel board for T/Wells in Pump Chamber consisting of MS sheet of thickness 14 gauge duly painted box type floor mounted made of angle Frame containing 1 no. fully automatic air brake starter suitable for Motor of the following capacity, Min switch of suitable range with HRC fuse, 1 no. volt meter (0 to 500 volts), 1 No. Amp. Meter of O to 100 amp. 3 sets of indicating lamp capacitor of suitable capacity and 1 no. single phase preventers with the timer switch including wiring in panel board and suitable electric energy meter wiring in Electric Control Panel Board complete in all respect as per specification given in Schedule No. II, Including MCB, suitable, Capacitor, Wooden Box etc as per site requirement complete in fal respect. Make:- L&T, SIEMENS, BCH, SCHNEIDER | 45 HP Motor | Each | 58430
Water Supply | 20.114.9 | Supplying erection, testing of fully automatic electric control panel board for T/Wells in Pump Chamber consisting of MS sheet of thickness 14 gauge duly painted box type floor mounted made of angle Frame containing 1 no. fully automatic air brake starter suitable for Motor of the following capacity, Min switch of suitable range with HRC fuse, 1 no. volt meter (0 to 500 volts), 1 No. Amp. Meter of O to 100 amp. 3 sets of indicating lamp capacitor of suitable capacity and 1 no. single phase preventers with the timer switch including wiring in panel board and suitable electric energy meter wiring in Electric Control Panel Board complete in all respect as per specification given in Schedule No. II, Including MCB, suitable, Capacitor, Wooden Box etc as per site requirement complete in fal respect. Make:- L&T, SIEMENS, BCH, SCHNEIDER | 50 HP Motor | Each | 64922
Water Supply | 20.115.1 | Supplying, erection, testing and commissioning of Horizontal motor pumping set for clear water having head 20.0 0 m as per the indicated requirements of discharge in LPM and power capacity in BHP Make: KSB, CRI, Kirtosker, Crompton Greeve, Lubi) Discharge Power Capacity Capacity (LPM) (BHP) | 400 3 | Each | 95783
Water Supply | 20.115.2 | Supplying, erection, testing and commissioning of Horizontal motor pumping set for clear water having head 20.0 0 m as per the indicated requirements of discharge in LPM and power capacity in BHP Make: KSB, CRI, Kirtosker, Crompton Greeve, Lubi) Discharge Power Capacity Capacity (LPM) (BHP) | 450 3 | Each | 95783
Water Supply | 20.115.3 | Supplying, erection, testing and commissioning of Horizontal motor pumping set for clear water having head 20.0 0 m as per the indicated requirements of discharge in LPM and power capacity in BHP Make: KSB, CRI, Kirtosker, Crompton Greeve, Lubi) Discharge Power Capacity Capacity (LPM) (BHP) | 500 5 | Each | 95783
Water Supply | 20.115.4 | Supplying, erection, testing and commissioning of Horizontal motor pumping set for clear water having head 20.0 0 m as per the indicated requirements of discharge in LPM and power capacity in BHP Make: KSB, CRI, Kirtosker, Crompton Greeve, Lubi) Discharge Power Capacity Capacity (LPM) (BHP) | 550 5 | Each | 95783
Water Supply | 20.115.5 | Supplying, erection, testing and commissioning of Horizontal motor pumping set for clear water having head 20.0 0 m as per the indicated requirements of discharge in LPM and power capacity in BHP Make: KSB, CRI, Kirtosker, Crompton Greeve, Lubi) Discharge Power Capacity Capacity (LPM) (BHP) | 600 5 | Each | 107049
Water Supply | 20.115.6 | Supplying, erection, testing and commissioning of Horizontal motor pumping set for clear water having head 20.0 0 m as per the indicated requirements of discharge in LPM and power capacity in BHP Make: KSB, CRI, Kirtosker, Crompton Greeve, Lubi) Discharge Power Capacity Capacity (LPM) (BHP) | 650 5 | Each | 107049
Water Supply | 20.115.7 | Supplying, erection, testing and commissioning of Horizontal motor pumping set for clear water having head 20.0 0 m as per the indicated requirements of discharge in LPM and power capacity in BHP Make: KSB, CRI, Kirtosker, Crompton Greeve, Lubi) Discharge Power Capacity Capacity (LPM) (BHP) | 700 5 | Each | 107049
Water Supply | 20.115.8 | Supplying, erection, testing and commissioning of Horizontal motor pumping set for clear water having head 20.0 0 m as per the indicated requirements of discharge in LPM and power capacity in BHP Make: KSB, CRI, Kirtosker, Crompton Greeve, Lubi) Discharge Power Capacity Capacity (LPM) (BHP) | 750 5 | Each | 107049
Water Supply | 20.115.9 | Supplying, erection, testing and commissioning of Horizontal motor pumping set for clear water having head 20.0 0 m as per the indicated requirements of discharge in LPM and power capacity in BHP Make: KSB, CRI, Kirtosker, Crompton Greeve, Lubi) Discharge Power Capacity Capacity (LPM) (BHP) | 800 7.5 | Each | 107049
Water Supply | 20.115.10 | Supplying, erection, testing and commissioning of Horizontal motor pumping set for clear water having head 20.0 0 m as per the indicated requirements of discharge in LPM and power capacity in BHP Make: KSB, CRI, Kirtosker, Crompton Greeve, Lubi) Discharge Power Capacity Capacity (LPM) (BHP) | 850 7.5 | Each | 119720
Water Supply | 20.115.11 | Supplying, erection, testing and commissioning of Horizontal motor pumping set for clear water having head 20.0 0 m as per the indicated requirements of discharge in LPM and power capacity in BHP Make: KSB, CRI, Kirtosker, Crompton Greeve, Lubi) Discharge Power Capacity Capacity (LPM) (BHP) | 900 7.5 | Each | 119720
Water Supply | 20.115.12 | Supplying, erection, testing and commissioning of Horizontal motor pumping set for clear water having head 20.0 0 m as per the indicated requirements of discharge in LPM and power capacity in BHP Make: KSB, CRI, Kirtosker, Crompton Greeve, Lubi) Discharge Power Capacity Capacity (LPM) (BHP) | 950 7.5 | Each | 119720
Water Supply | 20.115.13 | Supplying, erection, testing and commissioning of Horizontal motor pumping set for clear water having head 20.0 0 m as per the indicated requirements of discharge in LPM and power capacity in BHP Make: KSB, CRI, Kirtosker, Crompton Greeve, Lubi) Discharge Power Capacity Capacity (LPM) (BHP) | 1000 7.5 | Each | 119720
Water Supply | 20.115.14 | Supplying, erection, testing and commissioning of Horizontal motor pumping set for clear water having head 20.0 0 m as per the indicated requirements of discharge in LPM and power capacity in BHP Make: KSB, CRI, Kirtosker, Crompton Greeve, Lubi) Discharge Power Capacity Capacity (LPM) (BHP) | 1050 7.5 | Each | 119720
Water Supply | 20.115.15 | Supplying, erection, testing and commissioning of Horizontal motor pumping set for clear water having head 20.0 0 m as per the indicated requirements of discharge in LPM and power capacity in BHP Make: KSB, CRI, Kirtosker, Crompton Greeve, Lubi) Discharge Power Capacity Capacity (LPM) (BHP) | 1100 10 | Each | 119720
Water Supply | 20.115.16 | Supplying, erection, testing and commissioning of Horizontal motor pumping set for clear water having head 20.0 0 m as per the indicated requirements of discharge in LPM and power capacity in BHP Make: KSB, CRI, Kirtosker, Crompton Greeve, Lubi) Discharge Power Capacity Capacity (LPM) (BHP) | 1150 10 | Each | 119720
Water Supply | 20.115.17 | Supplying, erection, testing and commissioning of Horizontal motor pumping set for clear water having head 20.0 0 m as per the indicated requirements of discharge in LPM and power capacity in BHP Make: KSB, CRI, Kirtosker, Crompton Greeve, Lubi) Discharge Power Capacity Capacity (LPM) (BHP) | 1200 10 | Each | 125943
Water Supply | 20.115.18 | Supplying, erection, testing and commissioning of Horizontal motor pumping set for clear water having head 20.0 0 m as per the indicated requirements of discharge in LPM and power capacity in BHP Make: KSB, CRI, Kirtosker, Crompton Greeve, Lubi) Discharge Power Capacity Capacity (LPM) (BHP) | 1250 10 | Each | 125943
Water Supply | 20.115.19 | Supplying, erection, testing and commissioning of Horizontal motor pumping set for clear water having head 20.0 0 m as per the indicated requirements of discharge in LPM and power capacity in BHP Make: KSB, CRI, Kirtosker, Crompton Greeve, Lubi) Discharge Power Capacity Capacity (LPM) (BHP) | 1300 10 | Each | 125943
Water Supply | 20.115.20 | Supplying, erection, testing and commissioning of Horizontal motor pumping set for clear water having head 20.0 0 m as per the indicated requirements of discharge in LPM and power capacity in BHP Make: KSB, CRI, Kirtosker, Crompton Greeve, Lubi) Discharge Power Capacity Capacity (LPM) (BHP) | 1350 10 | Each | 125943
Water Supply | 20.115.21 | Supplying, erection, testing and commissioning of Horizontal motor pumping set for clear water having head 20.0 0 m as per the indicated requirements of discharge in LPM and power capacity in BHP Make: KSB, CRI, Kirtosker, Crompton Greeve, Lubi) Discharge Power Capacity Capacity (LPM) (BHP) | 1400 10 | Each | 125943
Water Supply | 20.115.22 | Supplying, erection, testing and commissioning of Horizontal motor pumping set for clear water having head 20.0 0 m as per the indicated requirements of discharge in LPM and power capacity in BHP Make: KSB, CRI, Kirtosker, Crompton Greeve, Lubi) Discharge Power Capacity Capacity (LPM) (BHP) | 1450 10 | Each | 125943
Water Supply | 20.115.23 | Supplying, erection, testing and commissioning of Horizontal motor pumping set for clear water having head 20.0 0 m as per the indicated requirements of discharge in LPM and power capacity in BHP Make: KSB, CRI, Kirtosker, Crompton Greeve, Lubi) Discharge Power Capacity Capacity (LPM) (BHP) | 1500 12.5 | Each | 148999
Water Supply | 20.115.24 | Supplying, erection, testing and commissioning of Horizontal motor pumping set for clear water having head 20.0 0 m as per the indicated requirements of discharge in LPM and power capacity in BHP Make: KSB, CRI, Kirtosker, Crompton Greeve, Lubi) Discharge Power Capacity Capacity (LPM) (BHP) | 1550 12.5 | Each | 148999
Water Supply | 20.115.25 | Supplying, erection, testing and commissioning of Horizontal motor pumping set for clear water having head 20.0 0 m as per the indicated requirements of discharge in LPM and power capacity in BHP Make: KSB, CRI, Kirtosker, Crompton Greeve, Lubi) Discharge Power Capacity Capacity (LPM) (BHP) | 1600 12.5 | Each | 148999
Water Supply | 20.115.26 | Supplying, erection, testing and commissioning of Horizontal motor pumping set for clear water having head 20.0 0 m as per the indicated requirements of discharge in LPM and power capacity in BHP Make: KSB, CRI, Kirtosker, Crompton Greeve, Lubi) Discharge Power Capacity Capacity (LPM) (BHP) | 1650 12.5 | Each | 148999
Water Supply | 20.115.27 | Supplying, erection, testing and commissioning of Horizontal motor pumping set for clear water having head 20.0 0 m as per the indicated requirements of discharge in LPM and power capacity in BHP Make: KSB, CRI, Kirtosker, Crompton Greeve, Lubi) Discharge Power Capacity Capacity (LPM) (BHP) | 1700 12.5 | Each | 148999
Water Supply | 20.115.28 | Supplying, erection, testing and commissioning of Horizontal motor pumping set for clear water having head 20.0 0 m as per the indicated requirements of discharge in LPM and power capacity in BHP Make: KSB, CRI, Kirtosker, Crompton Greeve, Lubi) Discharge Power Capacity Capacity (LPM) (BHP) | 1750 12.5 | Each | 148999
Water Supply | 20.115.29 | Supplying, erection, testing and commissioning of Horizontal motor pumping set for clear water having head 20.0 0 m as per the indicated requirements of discharge in LPM and power capacity in BHP Make: KSB, CRI, Kirtosker, Crompton Greeve, Lubi) Discharge Power Capacity Capacity (LPM) (BHP) | 1800 15 | Each | 148999
Water Supply | 20.115.30 | Supplying, erection, testing and commissioning of Horizontal motor pumping set for clear water having head 20.0 0 m as per the indicated requirements of discharge in LPM and power capacity in BHP Make: KSB, CRI, Kirtosker, Crompton Greeve, Lubi) Discharge Power Capacity Capacity (LPM) (BHP) | 1850 15 | Each | 156348
Water Supply | 20.115.31 | Supplying, erection, testing and commissioning of Horizontal motor pumping set for clear water having head 20.0 0 m as per the indicated requirements of discharge in LPM and power capacity in BHP Make: KSB, CRI, Kirtosker, Crompton Greeve, Lubi) Discharge Power Capacity Capacity (LPM) (BHP) | 1900 15 | Each | 156348
Water Supply | 20.115.32 | Supplying, erection, testing and commissioning of Horizontal motor pumping set for clear water having head 20.0 0 m as per the indicated requirements of discharge in LPM and power capacity in BHP Make: KSB, CRI, Kirtosker, Crompton Greeve, Lubi) Discharge Power Capacity Capacity (LPM) (BHP) | 1950 15 | Each | 156348
Water Supply | 20.115.33 | Supplying, erection, testing and commissioning of Horizontal motor pumping set for clear water having head 20.0 0 m as per the indicated requirements of discharge in LPM and power capacity in BHP Make: KSB, CRI, Kirtosker, Crompton Greeve, Lubi) Discharge Power Capacity Capacity (LPM) (BHP) | 2000 15 | Each | 156348
Water Supply | 20.115.34 | Supplying, erection, testing and commissioning of Horizontal motor pumping set for clear water having head 20.0 0 m as per the indicated requirements of discharge in LPM and power capacity in BHP Make: KSB, CRI, Kirtosker, Crompton Greeve, Lubi) Discharge Power Capacity Capacity (LPM) (BHP) | 2050 15 | Each | 156348
Water Supply | 20.115.35 | Supplying, erection, testing and commissioning of Horizontal motor pumping set for clear water having head 20.0 0 m as per the indicated requirements of discharge in LPM and power capacity in BHP Make: KSB, CRI, Kirtosker, Crompton Greeve, Lubi) Discharge Power Capacity Capacity (LPM) (BHP) | 2100 15 | Each | 156348
Water Supply | 20.115.36 | Supplying, erection, testing and commissioning of Horizontal motor pumping set for clear water having head 20.0 0 m as per the indicated requirements of discharge in LPM and power capacity in BHP Make: KSB, CRI, Kirtosker, Crompton Greeve, Lubi) Discharge Power Capacity Capacity (LPM) (BHP) | 2150 15 | Each | 156348
Water Supply | 20.115.37 | Supplying, erection, testing and commissioning of Horizontal motor pumping set for clear water having head 20.0 0 m as per the indicated requirements of discharge in LPM and power capacity in BHP Make: KSB, CRI, Kirtosker, Crompton Greeve, Lubi) Discharge Power Capacity Capacity (LPM) (BHP) | 2200 17.5 | Each | 184441
Water Supply | 20.115.38 | Supplying, erection, testing and commissioning of Horizontal motor pumping set for clear water having head 20.0 0 m as per the indicated requirements of discharge in LPM and power capacity in BHP Make: KSB, CRI, Kirtosker, Crompton Greeve, Lubi) Discharge Power Capacity Capacity (LPM) (BHP) | 2250 17.5 | Each | 184441
Water Supply | 20.115.39 | Supplying, erection, testing and commissioning of Horizontal motor pumping set for clear water having head 20.0 0 m as per the indicated requirements of discharge in LPM and power capacity in BHP Make: KSB, CRI, Kirtosker, Crompton Greeve, Lubi) Discharge Power Capacity Capacity (LPM) (BHP) | 2300 17.5 | Each | 184441
Water Supply | 20.115.40 | Supplying, erection, testing and commissioning of Horizontal motor pumping set for clear water having head 20.0 0 m as per the indicated requirements of discharge in LPM and power capacity in BHP Make: KSB, CRI, Kirtosker, Crompton Greeve, Lubi) Discharge Power Capacity Capacity (LPM) (BHP) | 2350 17.5 | Each | 184441
Water Supply | 20.115.41 | Supplying, erection, testing and commissioning of Horizontal motor pumping set for clear water having head 20.0 0 m as per the indicated requirements of discharge in LPM and power capacity in BHP Make: KSB, CRI, Kirtosker, Crompton Greeve, Lubi) Discharge Power Capacity Capacity (LPM) (BHP) | 2400 17.5 | Each | 184441
Water Supply | 20.115.42 | Supplying, erection, testing and commissioning of Horizontal motor pumping set for clear water having head 20.0 0 m as per the indicated requirements of discharge in LPM and power capacity in BHP Make: KSB, CRI, Kirtosker, Crompton Greeve, Lubi) Discharge Power Capacity Capacity (LPM) (BHP) | 2450 20 | Each | 184441
Water Supply | 20.116.1 | Supplying, erection, testing and commissioning of Horizontal motor pumping set for clear water having head 22. 50 m as per the indicated requirements of discharge in LPM and power capacity in BHP Make: KSB, CRI, Kirtosker, Crompton Greeve, Lubi) Discharge Power Capacity Capacity (LPM) (BHP) | 400 3 | Each | 95783
Water Supply | 20.116.2 | Supplying, erection, testing and commissioning of Horizontal motor pumping set for clear water having head 22. 50 m as per the indicated requirements of discharge in LPM and power capacity in BHP Make: KSB, CRI, Kirtosker, Crompton Greeve, Lubi) Discharge Power Capacity Capacity (LPM) (BHP) | 450 3 | Each | 95783
Water Supply | 20.116.3 | Supplying, erection, testing and commissioning of Horizontal motor pumping set for clear water having head 22. 50 m as per the indicated requirements of discharge in LPM and power capacity in BHP Make: KSB, CRI, Kirtosker, Crompton Greeve, Lubi) Discharge Power Capacity Capacity (LPM) (BHP) | 500 5 | Each | 107049
Water Supply | 20.116.4 | Supplying, erection, testing and commissioning of Horizontal motor pumping set for clear water having head 22. 50 m as per the indicated requirements of discharge in LPM and power capacity in BHP Make: KSB, CRI, Kirtosker, Crompton Greeve, Lubi) Discharge Power Capacity Capacity (LPM) (BHP) | 550 5 | Each | 107049
Water Supply | 20.116.5 | Supplying, erection, testing and commissioning of Horizontal motor pumping set for clear water having head 22. 50 m as per the indicated requirements of discharge in LPM and power capacity in BHP Make: KSB, CRI, Kirtosker, Crompton Greeve, Lubi) Discharge Power Capacity Capacity (LPM) (BHP) | 600 5 | Each | 107049
Water Supply | 20.116.6 | Supplying, erection, testing and commissioning of Horizontal motor pumping set for clear water having head 22. 50 m as per the indicated requirements of discharge in LPM and power capacity in BHP Make: KSB, CRI, Kirtosker, Crompton Greeve, Lubi) Discharge Power Capacity Capacity (LPM) (BHP) | 650 5 | Each | 107049
Water Supply | 20.116.7 | Supplying, erection, testing and commissioning of Horizontal motor pumping set for clear water having head 22. 50 m as per the indicated requirements of discharge in LPM and power capacity in BHP Make: KSB, CRI, Kirtosker, Crompton Greeve, Lubi) Discharge Power Capacity Capacity (LPM) (BHP) | 700 5 | Each | 107049
Water Supply | 20.116.8 | Supplying, erection, testing and commissioning of Horizontal motor pumping set for clear water having head 22. 50 m as per the indicated requirements of discharge in LPM and power capacity in BHP Make: KSB, CRI, Kirtosker, Crompton Greeve, Lubi) Discharge Power Capacity Capacity (LPM) (BHP) | 750 7.5 | Each | 119720
Water Supply | 20.116.9 | Supplying, erection, testing and commissioning of Horizontal motor pumping set for clear water having head 22. 50 m as per the indicated requirements of discharge in LPM and power capacity in BHP Make: KSB, CRI, Kirtosker, Crompton Greeve, Lubi) Discharge Power Capacity Capacity (LPM) (BHP) | 800 7.5 | Each | 119720
Water Supply | 20.116.10 | Supplying, erection, testing and commissioning of Horizontal motor pumping set for clear water having head 22. 50 m as per the indicated requirements of discharge in LPM and power capacity in BHP Make: KSB, CRI, Kirtosker, Crompton Greeve, Lubi) Discharge Power Capacity Capacity (LPM) (BHP) | 850 7.5 | Each | 119720
Water Supply | 20.116.11 | Supplying, erection, testing and commissioning of Horizontal motor pumping set for clear water having head 22. 50 m as per the indicated requirements of discharge in LPM and power capacity in BHP Make: KSB, CRI, Kirtosker, Crompton Greeve, Lubi) Discharge Power Capacity Capacity (LPM) (BHP) | 900 7.5 | Each | 119720
Water Supply | 20.116.12 | Supplying, erection, testing and commissioning of Horizontal motor pumping set for clear water having head 22. 50 m as per the indicated requirements of discharge in LPM and power capacity in BHP Make: KSB, CRI, Kirtosker, Crompton Greeve, Lubi) Discharge Power Capacity Capacity (LPM) (BHP) | 950 7.5 | Each | 119720
Water Supply | 20.116.13 | Supplying, erection, testing and commissioning of Horizontal motor pumping set for clear water having head 22. 50 m as per the indicated requirements of discharge in LPM and power capacity in BHP Make: KSB, CRI, Kirtosker, Crompton Greeve, Lubi) Discharge Power Capacity Capacity (LPM) (BHP) | 1000 10 | Each | 125943
Water Supply | 20.116.14 | Supplying, erection, testing and commissioning of Horizontal motor pumping set for clear water having head 22. 50 m as per the indicated requirements of discharge in LPM and power capacity in BHP Make: KSB, CRI, Kirtosker, Crompton Greeve, Lubi) Discharge Power Capacity Capacity (LPM) (BHP) | 1050 10 | Each | 125943
Water Supply | 20.116.15 | Supplying, erection, testing and commissioning of Horizontal motor pumping set for clear water having head 22. 50 m as per the indicated requirements of discharge in LPM and power capacity in BHP Make: KSB, CRI, Kirtosker, Crompton Greeve, Lubi) Discharge Power Capacity Capacity (LPM) (BHP) | 1100 10 | Each | 125943
Water Supply | 20.116.16 | Supplying, erection, testing and commissioning of Horizontal motor pumping set for clear water having head 22. 50 m as per the indicated requirements of discharge in LPM and power capacity in BHP Make: KSB, CRI, Kirtosker, Crompton Greeve, Lubi) Discharge Power Capacity Capacity (LPM) (BHP) | 1150 10 | Each | 125943
Water Supply | 20.116.17 | Supplying, erection, testing and commissioning of Horizontal motor pumping set for clear water having head 22. 50 m as per the indicated requirements of discharge in LPM and power capacity in BHP Make: KSB, CRI, Kirtosker, Crompton Greeve, Lubi) Discharge Power Capacity Capacity (LPM) (BHP) | 1200 10 | Each | 125943
Water Supply | 20.116.18 | Supplying, erection, testing and commissioning of Horizontal motor pumping set for clear water having head 22. 50 m as per the indicated requirements of discharge in LPM and power capacity in BHP Make: KSB, CRI, Kirtosker, Crompton Greeve, Lubi) Discharge Power Capacity Capacity (LPM) (BHP) | 1250 10 | Each | 125943
Water Supply | 20.116.19 | Supplying, erection, testing and commissioning of Horizontal motor pumping set for clear water having head 22. 50 m as per the indicated requirements of discharge in LPM and power capacity in BHP Make: KSB, CRI, Kirtosker, Crompton Greeve, Lubi) Discharge Power Capacity Capacity (LPM) (BHP) | 1300 10 | Each | 125943
Water Supply | 20.116.20 | Supplying, erection, testing and commissioning of Horizontal motor pumping set for clear water having head 22. 50 m as per the indicated requirements of discharge in LPM and power capacity in BHP Make: KSB, CRI, Kirtosker, Crompton Greeve, Lubi) Discharge Power Capacity Capacity (LPM) (BHP) | 1350 12.5 | Each | 148999
Water Supply | 20.116.21 | Supplying, erection, testing and commissioning of Horizontal motor pumping set for clear water having head 22. 50 m as per the indicated requirements of discharge in LPM and power capacity in BHP Make: KSB, CRI, Kirtosker, Crompton Greeve, Lubi) Discharge Power Capacity Capacity (LPM) (BHP) | 1400 12.5 | Each | 148999
Water Supply | 20.116.22 | Supplying, erection, testing and commissioning of Horizontal motor pumping set for clear water having head 22. 50 m as per the indicated requirements of discharge in LPM and power capacity in BHP Make: KSB, CRI, Kirtosker, Crompton Greeve, Lubi) Discharge Power Capacity Capacity (LPM) (BHP) | 1450 12.5 | Each | 148999
Water Supply | 20.116.23 | Supplying, erection, testing and commissioning of Horizontal motor pumping set for clear water having head 22. 50 m as per the indicated requirements of discharge in LPM and power capacity in BHP Make: KSB, CRI, Kirtosker, Crompton Greeve, Lubi) Discharge Power Capacity Capacity (LPM) (BHP) | 1500 12.5 | Each | 148999
Water Supply | 20.116.24 | Supplying, erection, testing and commissioning of Horizontal motor pumping set for clear water having head 22. 50 m as per the indicated requirements of discharge in LPM and power capacity in BHP Make: KSB, CRI, Kirtosker, Crompton Greeve, Lubi) Discharge Power Capacity Capacity (LPM) (BHP) | 1550 12.5 | Each | 148999
Water Supply | 20.116.25 | Supplying, erection, testing and commissioning of Horizontal motor pumping set for clear water having head 22. 50 m as per the indicated requirements of discharge in LPM and power capacity in BHP Make: KSB, CRI, Kirtosker, Crompton Greeve, Lubi) Discharge Power Capacity Capacity (LPM) (BHP) | 1600 12.5 | Each | 148999
Water Supply | 20.116.26 | Supplying, erection, testing and commissioning of Horizontal motor pumping set for clear water having head 22. 50 m as per the indicated requirements of discharge in LPM and power capacity in BHP Make: KSB, CRI, Kirtosker, Crompton Greeve, Lubi) Discharge Power Capacity Capacity (LPM) (BHP) | 1650 15 | Each | 156348
Water Supply | 20.116.27 | Supplying, erection, testing and commissioning of Horizontal motor pumping set for clear water having head 22. 50 m as per the indicated requirements of discharge in LPM and power capacity in BHP Make: KSB, CRI, Kirtosker, Crompton Greeve, Lubi) Discharge Power Capacity Capacity (LPM) (BHP) | 1700 15 | Each | 156348
Water Supply | 20.116.28 | Supplying, erection, testing and commissioning of Horizontal motor pumping set for clear water having head 22. 50 m as per the indicated requirements of discharge in LPM and power capacity in BHP Make: KSB, CRI, Kirtosker, Crompton Greeve, Lubi) Discharge Power Capacity Capacity (LPM) (BHP) | 1750 15 | Each | 156348
Water Supply | 20.116.29 | Supplying, erection, testing and commissioning of Horizontal motor pumping set for clear water having head 22. 50 m as per the indicated requirements of discharge in LPM and power capacity in BHP Make: KSB, CRI, Kirtosker, Crompton Greeve, Lubi) Discharge Power Capacity Capacity (LPM) (BHP) | 1800 15 | Each | 156348
Water Supply | 20.116.30 | Supplying, erection, testing and commissioning of Horizontal motor pumping set for clear water having head 22. 50 m as per the indicated requirements of discharge in LPM and power capacity in BHP Make: KSB, CRI, Kirtosker, Crompton Greeve, Lubi) Discharge Power Capacity Capacity (LPM) (BHP) | 1850 15 | Each | 156348
Water Supply | 20.116.31 | Supplying, erection, testing and commissioning of Horizontal motor pumping set for clear water having head 22. 50 m as per the indicated requirements of discharge in LPM and power capacity in BHP Make: KSB, CRI, Kirtosker, Crompton Greeve, Lubi) Discharge Power Capacity Capacity (LPM) (BHP) | 1900 15 | Each | 156348
Water Supply | 20.116.32 | Supplying, erection, testing and commissioning of Horizontal motor pumping set for clear water having head 22. 50 m as per the indicated requirements of discharge in LPM and power capacity in BHP Make: KSB, CRI, Kirtosker, Crompton Greeve, Lubi) Discharge Power Capacity Capacity (LPM) (BHP) | 1950 17.5 | Each | 184441
Water Supply | 20.116.33 | Supplying, erection, testing and commissioning of Horizontal motor pumping set for clear water having head 22. 50 m as per the indicated requirements of discharge in LPM and power capacity in BHP Make: KSB, CRI, Kirtosker, Crompton Greeve, Lubi) Discharge Power Capacity Capacity (LPM) (BHP) | 2000 17.5 | Each | 184441
Water Supply | 20.116.34 | Supplying, erection, testing and commissioning of Horizontal motor pumping set for clear water having head 22. 50 m as per the indicated requirements of discharge in LPM and power capacity in BHP Make: KSB, CRI, Kirtosker, Crompton Greeve, Lubi) Discharge Power Capacity Capacity (LPM) (BHP) | 2050 17.5 | Each | 184441
Water Supply | 20.116.35 | Supplying, erection, testing and commissioning of Horizontal motor pumping set for clear water having head 22. 50 m as per the indicated requirements of discharge in LPM and power capacity in BHP Make: KSB, CRI, Kirtosker, Crompton Greeve, Lubi) Discharge Power Capacity Capacity (LPM) (BHP) | 2100 17.5 | Each | 184441
Water Supply | 20.116.36 | Supplying, erection, testing and commissioning of Horizontal motor pumping set for clear water having head 22. 50 m as per the indicated requirements of discharge in LPM and power capacity in BHP Make: KSB, CRI, Kirtosker, Crompton Greeve, Lubi) Discharge Power Capacity Capacity (LPM) (BHP) | 2150 17.5 | Each | 184441
Water Supply | 20.116.37 | Supplying, erection, testing and commissioning of Horizontal motor pumping set for clear water having head 22. 50 m as per the indicated requirements of discharge in LPM and power capacity in BHP Make: KSB, CRI, Kirtosker, Crompton Greeve, Lubi) Discharge Power Capacity Capacity (LPM) (BHP) | 2200 20 | Each | 212534
Water Supply | 20.116.38 | Supplying, erection, testing and commissioning of Horizontal motor pumping set for clear water having head 22. 50 m as per the indicated requirements of discharge in LPM and power capacity in BHP Make: KSB, CRI, Kirtosker, Crompton Greeve, Lubi) Discharge Power Capacity Capacity (LPM) (BHP) | 2250 20 | Each | 212534
Water Supply | 20.116.39 | Supplying, erection, testing and commissioning of Horizontal motor pumping set for clear water having head 22. 50 m as per the indicated requirements of discharge in LPM and power capacity in BHP Make: KSB, CRI, Kirtosker, Crompton Greeve, Lubi) Discharge Power Capacity Capacity (LPM) (BHP) | 2300 20 | Each | 212534
Water Supply | 20.116.40 | Supplying, erection, testing and commissioning of Horizontal motor pumping set for clear water having head 22. 50 m as per the indicated requirements of discharge in LPM and power capacity in BHP Make: KSB, CRI, Kirtosker, Crompton Greeve, Lubi) Discharge Power Capacity Capacity (LPM) (BHP) | 2350 20 | Each | 212534
Water Supply | 20.116.41 | Supplying, erection, testing and commissioning of Horizontal motor pumping set for clear water having head 22. 50 m as per the indicated requirements of discharge in LPM and power capacity in BHP Make: KSB, CRI, Kirtosker, Crompton Greeve, Lubi) Discharge Power Capacity Capacity (LPM) (BHP) | 2400 20 | Each | 212534
Water Supply | 20.116.42 | Supplying, erection, testing and commissioning of Horizontal motor pumping set for clear water having head 22. 50 m as per the indicated requirements of discharge in LPM and power capacity in BHP Make: KSB, CRI, Kirtosker, Crompton Greeve, Lubi) Discharge Power Capacity Capacity (LPM) (BHP) | 2450 20 | Each | 212534
Water Supply | 20.116.43 | Supplying, erection, testing and commissioning of Horizontal motor pumping set for clear water having head 22. 50 m as per the indicated requirements of discharge in LPM and power capacity in BHP Make: KSB, CRI, Kirtosker, Crompton Greeve, Lubi) Discharge Power Capacity Capacity (LPM) (BHP) | 2500 20 | Each | 212534
Water Supply | 20.117.1 | Supplying, erection, testing and commissioning of Horizontal motor pumping set for clear water having head 25. 00 m as per the indicated requirements of discharge in LPM and power capacity in BHP Make: KSB, CRI, Kirlosker, Crompton Greeve, Lubi) Discharge Power Capacity Capacity (LPM) (BHP) | 400 3 | Each | 95783
Water Supply | 20.117.2 | Supplying, erection, testing and commissioning of Horizontal motor pumping set for clear water having head 25. 00 m as per the indicated requirements of discharge in LPM and power capacity in BHP Make: KSB, CRI, Kirlosker, Crompton Greeve, Lubi) Discharge Power Capacity Capacity (LPM) (BHP) | 450 5 | Each | 107049
Water Supply | 20.117.3 | Supplying, erection, testing and commissioning of Horizontal motor pumping set for clear water having head 25. 00 m as per the indicated requirements of discharge in LPM and power capacity in BHP Make: KSB, CRI, Kirlosker, Crompton Greeve, Lubi) Discharge Power Capacity Capacity (LPM) (BHP) | 500 5 | Each | 107049
Water Supply | 20.117.4 | Supplying, erection, testing and commissioning of Horizontal motor pumping set for clear water having head 25. 00 m as per the indicated requirements of discharge in LPM and power capacity in BHP Make: KSB, CRI, Kirlosker, Crompton Greeve, Lubi) Discharge Power Capacity Capacity (LPM) (BHP) | 550 5 | Each | 107049
Water Supply | 20.117.5 | Supplying, erection, testing and commissioning of Horizontal motor pumping set for clear water having head 25. 00 m as per the indicated requirements of discharge in LPM and power capacity in BHP Make: KSB, CRI, Kirlosker, Crompton Greeve, Lubi) Discharge Power Capacity Capacity (LPM) (BHP) | 600 5 | Each | 107049
Water Supply | 20.117.6 | Supplying, erection, testing and commissioning of Horizontal motor pumping set for clear water having head 25. 00 m as per the indicated requirements of discharge in LPM and power capacity in BHP Make: KSB, CRI, Kirlosker, Crompton Greeve, Lubi) Discharge Power Capacity Capacity (LPM) (BHP) | 650 7.5 | Each | 119720
Water Supply | 20.117.7 | Supplying, erection, testing and commissioning of Horizontal motor pumping set for clear water having head 25. 00 m as per the indicated requirements of discharge in LPM and power capacity in BHP Make: KSB, CRI, Kirlosker, Crompton Greeve, Lubi) Discharge Power Capacity Capacity (LPM) (BHP) | 700 7.5 | Each | 119720
Water Supply | 20.117.8 | Supplying, erection, testing and commissioning of Horizontal motor pumping set for clear water having head 25. 00 m as per the indicated requirements of discharge in LPM and power capacity in BHP Make: KSB, CRI, Kirlosker, Crompton Greeve, Lubi) Discharge Power Capacity Capacity (LPM) (BHP) | 750 7.5 | Each | 119720
Water Supply | 20.117.9 | Supplying, erection, testing and commissioning of Horizontal motor pumping set for clear water having head 25. 00 m as per the indicated requirements of discharge in LPM and power capacity in BHP Make: KSB, CRI, Kirlosker, Crompton Greeve, Lubi) Discharge Power Capacity Capacity (LPM) (BHP) | 800 7.5 | Each | 119720
Water Supply | 20.117.10 | Supplying, erection, testing and commissioning of Horizontal motor pumping set for clear water having head 25. 00 m as per the indicated requirements of discharge in LPM and power capacity in BHP Make: KSB, CRI, Kirlosker, Crompton Greeve, Lubi) Discharge Power Capacity Capacity (LPM) (BHP) | 850 7.5 | Each | 119720
Water Supply | 20.117.11 | Supplying, erection, testing and commissioning of Horizontal motor pumping set for clear water having head 25. 00 m as per the indicated requirements of discharge in LPM and power capacity in BHP Make: KSB, CRI, Kirlosker, Crompton Greeve, Lubi) Discharge Power Capacity Capacity (LPM) (BHP) | 900 10 | Each | 125943
Water Supply | 20.117.12 | Supplying, erection, testing and commissioning of Horizontal motor pumping set for clear water having head 25. 00 m as per the indicated requirements of discharge in LPM and power capacity in BHP Make: KSB, CRI, Kirlosker, Crompton Greeve, Lubi) Discharge Power Capacity Capacity (LPM) (BHP) | 950 10 | Each | 125943
Water Supply | 20.117.13 | Supplying, erection, testing and commissioning of Horizontal motor pumping set for clear water having head 25. 00 m as per the indicated requirements of discharge in LPM and power capacity in BHP Make: KSB, CRI, Kirlosker, Crompton Greeve, Lubi) Discharge Power Capacity Capacity (LPM) (BHP) | 1000 10 | Each | 125943
Water Supply | 20.117.14 | Supplying, erection, testing and commissioning of Horizontal motor pumping set for clear water having head 25. 00 m as per the indicated requirements of discharge in LPM and power capacity in BHP Make: KSB, CRI, Kirlosker, Crompton Greeve, Lubi) Discharge Power Capacity Capacity (LPM) (BHP) | 1050 10 | Each | 125943
Water Supply | 20.117.15 | Supplying, erection, testing and commissioning of Horizontal motor pumping set for clear water having head 25. 00 m as per the indicated requirements of discharge in LPM and power capacity in BHP Make: KSB, CRI, Kirlosker, Crompton Greeve, Lubi) Discharge Power Capacity Capacity (LPM) (BHP) | 1100 10 | Each | 125943
Water Supply | 20.117.16 | Supplying, erection, testing and commissioning of Horizontal motor pumping set for clear water having head 25. 00 m as per the indicated requirements of discharge in LPM and power capacity in BHP Make: KSB, CRI, Kirlosker, Crompton Greeve, Lubi) Discharge Power Capacity Capacity (LPM) (BHP) | 1150 10 | Each | 125943
Water Supply | 20.117.17 | Supplying, erection, testing and commissioning of Horizontal motor pumping set for clear water having head 25. 00 m as per the indicated requirements of discharge in LPM and power capacity in BHP Make: KSB, CRI, Kirlosker, Crompton Greeve, Lubi) Discharge Power Capacity Capacity (LPM) (BHP) | 1200 12.5 | Each | 148999
Water Supply | 20.117.18 | Supplying, erection, testing and commissioning of Horizontal motor pumping set for clear water having head 25. 00 m as per the indicated requirements of discharge in LPM and power capacity in BHP Make: KSB, CRI, Kirlosker, Crompton Greeve, Lubi) Discharge Power Capacity Capacity (LPM) (BHP) | 1250 12.5 | Each | 148999
Water Supply | 20.117.19 | Supplying, erection, testing and commissioning of Horizontal motor pumping set for clear water having head 25. 00 m as per the indicated requirements of discharge in LPM and power capacity in BHP Make: KSB, CRI, Kirlosker, Crompton Greeve, Lubi) Discharge Power Capacity Capacity (LPM) (BHP) | 1300 12.5 | Each | 148999
Water Supply | 20.117.20 | Supplying, erection, testing and commissioning of Horizontal motor pumping set for clear water having head 25. 00 m as per the indicated requirements of discharge in LPM and power capacity in BHP Make: KSB, CRI, Kirlosker, Crompton Greeve, Lubi) Discharge Power Capacity Capacity (LPM) (BHP) | 1350 12.5 | Each | 148999
Water Supply | 20.117.21 | Supplying, erection, testing and commissioning of Horizontal motor pumping set for clear water having head 25. 00 m as per the indicated requirements of discharge in LPM and power capacity in BHP Make: KSB, CRI, Kirlosker, Crompton Greeve, Lubi) Discharge Power Capacity Capacity (LPM) (BHP) | 1400 12.5 | Each | 148999
Water Supply | 20.117.22 | Supplying, erection, testing and commissioning of Horizontal motor pumping set for clear water having head 25. 00 m as per the indicated requirements of discharge in LPM and power capacity in BHP Make: KSB, CRI, Kirlosker, Crompton Greeve, Lubi) Discharge Power Capacity Capacity (LPM) (BHP) | 1450 15 | Each | 156348
Water Supply | 20.117.23 | Supplying, erection, testing and commissioning of Horizontal motor pumping set for clear water having head 25. 00 m as per the indicated requirements of discharge in LPM and power capacity in BHP Make: KSB, CRI, Kirlosker, Crompton Greeve, Lubi) Discharge Power Capacity Capacity (LPM) (BHP) | 1500 15 | Each | 156348
Water Supply | 20.117.24 | Supplying, erection, testing and commissioning of Horizontal motor pumping set for clear water having head 25. 00 m as per the indicated requirements of discharge in LPM and power capacity in BHP Make: KSB, CRI, Kirlosker, Crompton Greeve, Lubi) Discharge Power Capacity Capacity (LPM) (BHP) | 1550 15 | Each | 156348
Water Supply | 20.117.25 | Supplying, erection, testing and commissioning of Horizontal motor pumping set for clear water having head 25. 00 m as per the indicated requirements of discharge in LPM and power capacity in BHP Make: KSB, CRI, Kirlosker, Crompton Greeve, Lubi) Discharge Power Capacity Capacity (LPM) (BHP) | 1600 15 | Each | 156348
Water Supply | 20.117.26 | Supplying, erection, testing and commissioning of Horizontal motor pumping set for clear water having head 25. 00 m as per the indicated requirements of discharge in LPM and power capacity in BHP Make: KSB, CRI, Kirlosker, Crompton Greeve, Lubi) Discharge Power Capacity Capacity (LPM) (BHP) | 1650 15 | Each | 156348
Water Supply | 20.117.27 | Supplying, erection, testing and commissioning of Horizontal motor pumping set for clear water having head 25. 00 m as per the indicated requirements of discharge in LPM and power capacity in BHP Make: KSB, CRI, Kirlosker, Crompton Greeve, Lubi) Discharge Power Capacity Capacity (LPM) (BHP) | 1700 15 | Each | 156348
Water Supply | 20.117.28 | Supplying, erection, testing and commissioning of Horizontal motor pumping set for clear water having head 25. 00 m as per the indicated requirements of discharge in LPM and power capacity in BHP Make: KSB, CRI, Kirlosker, Crompton Greeve, Lubi) Discharge Power Capacity Capacity (LPM) (BHP) | 1750 17.5 | Each | 184441
Water Supply | 20.117.29 | Supplying, erection, testing and commissioning of Horizontal motor pumping set for clear water having head 25. 00 m as per the indicated requirements of discharge in LPM and power capacity in BHP Make: KSB, CRI, Kirlosker, Crompton Greeve, Lubi) Discharge Power Capacity Capacity (LPM) (BHP) | 1800 17.5 | Each | 184441
Water Supply | 20.117.30 | Supplying, erection, testing and commissioning of Horizontal motor pumping set for clear water having head 25. 00 m as per the indicated requirements of discharge in LPM and power capacity in BHP Make: KSB, CRI, Kirlosker, Crompton Greeve, Lubi) Discharge Power Capacity Capacity (LPM) (BHP) | 1850 17.5 | Each | 184441
Water Supply | 20.117.31 | Supplying, erection, testing and commissioning of Horizontal motor pumping set for clear water having head 25. 00 m as per the indicated requirements of discharge in LPM and power capacity in BHP Make: KSB, CRI, Kirlosker, Crompton Greeve, Lubi) Discharge Power Capacity Capacity (LPM) (BHP) | 1900 17.5 | Each | 184441
Water Supply | 20.117.32 | Supplying, erection, testing and commissioning of Horizontal motor pumping set for clear water having head 25. 00 m as per the indicated requirements of discharge in LPM and power capacity in BHP Make: KSB, CRI, Kirlosker, Crompton Greeve, Lubi) Discharge Power Capacity Capacity (LPM) (BHP) | 1950 17.5 | Each | 184441
Water Supply | 20.117.33 | Supplying, erection, testing and commissioning of Horizontal motor pumping set for clear water having head 25. 00 m as per the indicated requirements of discharge in LPM and power capacity in BHP Make: KSB, CRI, Kirlosker, Crompton Greeve, Lubi) Discharge Power Capacity Capacity (LPM) (BHP) | 2000 20 | Each | 212534
Water Supply | 20.117.34 | Supplying, erection, testing and commissioning of Horizontal motor pumping set for clear water having head 25. 00 m as per the indicated requirements of discharge in LPM and power capacity in BHP Make: KSB, CRI, Kirlosker, Crompton Greeve, Lubi) Discharge Power Capacity Capacity (LPM) (BHP) | 2050 20 | Each | 212534
Water Supply | 20.117.35 | Supplying, erection, testing and commissioning of Horizontal motor pumping set for clear water having head 25. 00 m as per the indicated requirements of discharge in LPM and power capacity in BHP Make: KSB, CRI, Kirlosker, Crompton Greeve, Lubi) Discharge Power Capacity Capacity (LPM) (BHP) | 2100 20 | Each | 212534
Water Supply | 20.117.36 | Supplying, erection, testing and commissioning of Horizontal motor pumping set for clear water having head 25. 00 m as per the indicated requirements of discharge in LPM and power capacity in BHP Make: KSB, CRI, Kirlosker, Crompton Greeve, Lubi) Discharge Power Capacity Capacity (LPM) (BHP) | 2150 20 | Each | 212534
Water Supply | 20.117.37 | Supplying, erection, testing and commissioning of Horizontal motor pumping set for clear water having head 25. 00 m as per the indicated requirements of discharge in LPM and power capacity in BHP Make: KSB, CRI, Kirlosker, Crompton Greeve, Lubi) Discharge Power Capacity Capacity (LPM) (BHP) | 2200 20 | Each | 212534
Water Supply | 20.117.38 | Supplying, erection, testing and commissioning of Horizontal motor pumping set for clear water having head 25. 00 m as per the indicated requirements of discharge in LPM and power capacity in BHP Make: KSB, CRI, Kirlosker, Crompton Greeve, Lubi) Discharge Power Capacity Capacity (LPM) (BHP) | 2250 20 | Each | 212534
Water Supply | 20.117.39 | Supplying, erection, testing and commissioning of Horizontal motor pumping set for clear water having head 25. 00 m as per the indicated requirements of discharge in LPM and power capacity in BHP Make: KSB, CRI, Kirlosker, Crompton Greeve, Lubi) Discharge Power Capacity Capacity (LPM) (BHP) | 2300 25 | Each | 240627
Water Supply | 20.117.40 | Supplying, erection, testing and commissioning of Horizontal motor pumping set for clear water having head 25. 00 m as per the indicated requirements of discharge in LPM and power capacity in BHP Make: KSB, CRI, Kirlosker, Crompton Greeve, Lubi) Discharge Power Capacity Capacity (LPM) (BHP) | 2350 25 | Each | 240627
Water Supply | 20.117.41 | Supplying, erection, testing and commissioning of Horizontal motor pumping set for clear water having head 25. 00 m as per the indicated requirements of discharge in LPM and power capacity in BHP Make: KSB, CRI, Kirlosker, Crompton Greeve, Lubi) Discharge Power Capacity Capacity (LPM) (BHP) | 2400 25 | Each | 240627
Water Supply | 20.117.42 | Supplying, erection, testing and commissioning of Horizontal motor pumping set for clear water having head 25. 00 m as per the indicated requirements of discharge in LPM and power capacity in BHP Make: KSB, CRI, Kirlosker, Crompton Greeve, Lubi) Discharge Power Capacity Capacity (LPM) (BHP) | 2450 25 | Each | 240627
Water Supply | 20.117.43 | Supplying, erection, testing and commissioning of Horizontal motor pumping set for clear water having head 25. 00 m as per the indicated requirements of discharge in LPM and power capacity in BHP Make: KSB, CRI, Kirlosker, Crompton Greeve, Lubi) Discharge Power Capacity Capacity (LPM) (BHP) | 2500 25 | Each | 240627
Water Supply | 20.117.44 | Supplying, erection, testing and commissioning of Horizontal motor pumping set for clear water having head 25. 00 m as per the indicated requirements of discharge in LPM and power capacity in BHP Make: KSB, CRI, Kirlosker, Crompton Greeve, Lubi) Discharge Power Capacity Capacity (LPM) (BHP) | 2550 25 | Each | 240627
Water Supply | 20.117.45 | Supplying, erection, testing and commissioning of Horizontal motor pumping set for clear water having head 25. 00 m as per the indicated requirements of discharge in LPM and power capacity in BHP Make: KSB, CRI, Kirlosker, Crompton Greeve, Lubi) Discharge Power Capacity Capacity (LPM) (BHP) | 2600 25 | Each | 240627
Water Supply | 20.117.46 | Supplying, erection, testing and commissioning of Horizontal motor pumping set for clear water having head 25. 00 m as per the indicated requirements of discharge in LPM and power capacity in BHP Make: KSB, CRI, Kirlosker, Crompton Greeve, Lubi) Discharge Power Capacity Capacity (LPM) (BHP) | 2650 25 | Each | 240627
Water Supply | 20.117.47 | Supplying, erection, testing and commissioning of Horizontal motor pumping set for clear water having head 25. 00 m as per the indicated requirements of discharge in LPM and power capacity in BHP Make: KSB, CRI, Kirlosker, Crompton Greeve, Lubi) Discharge Power Capacity Capacity (LPM) (BHP) | 2700 25 | Each | 240627
Water Supply | 20.117.48 | Supplying, erection, testing and commissioning of Horizontal motor pumping set for clear water having head 25. 00 m as per the indicated requirements of discharge in LPM and power capacity in BHP Make: KSB, CRI, Kirlosker, Crompton Greeve, Lubi) Discharge Power Capacity Capacity (LPM) (BHP) | 2750 25 | Each | 240627
Water Supply | 20.117.49 | Supplying, erection, testing and commissioning of Horizontal motor pumping set for clear water having head 25. 00 m as per the indicated requirements of discharge in LPM and power capacity in BHP Make: KSB, CRI, Kirlosker, Crompton Greeve, Lubi) Discharge Power Capacity Capacity (LPM) (BHP) | 2800 25 | Each | 240627
Water Supply | 20.118.1 | Supplying, erection, testing and commissioning of Horizontal motor pumping set for clear water having head 27.5 0 m as per the indicated requirements of discharge in LPM and power capacity in BHP Make: KSB, CRI, Kirtosker, Crompton Greeve, Lubi) Discharge Power Capacity Capacity (LPM) (BHP) | 400 5 | Each | 107049
Water Supply | 20.118.2 | Supplying, erection, testing and commissioning of Horizontal motor pumping set for clear water having head 27.5 0 m as per the indicated requirements of discharge in LPM and power capacity in BHP Make: KSB, CRI, Kirtosker, Crompton Greeve, Lubi) Discharge Power Capacity Capacity (LPM) (BHP) | 450 5 | Each | 107049
Water Supply | 20.118.3 | Supplying, erection, testing and commissioning of Horizontal motor pumping set for clear water having head 27.5 0 m as per the indicated requirements of discharge in LPM and power capacity in BHP Make: KSB, CRI, Kirtosker, Crompton Greeve, Lubi) Discharge Power Capacity Capacity (LPM) (BHP) | 500 5 | Each | 107049
Water Supply | 20.118.4 | Supplying, erection, testing and commissioning of Horizontal motor pumping set for clear water having head 27.5 0 m as per the indicated requirements of discharge in LPM and power capacity in BHP Make: KSB, CRI, Kirtosker, Crompton Greeve, Lubi) Discharge Power Capacity Capacity (LPM) (BHP) | 550 5 | Each | 107049
Water Supply | 20.118.5 | Supplying, erection, testing and commissioning of Horizontal motor pumping set for clear water having head 27.5 0 m as per the indicated requirements of discharge in LPM and power capacity in BHP Make: KSB, CRI, Kirtosker, Crompton Greeve, Lubi) Discharge Power Capacity Capacity (LPM) (BHP) | 600 7.5 | Each | 119720
Water Supply | 20.118.6 | Supplying, erection, testing and commissioning of Horizontal motor pumping set for clear water having head 27.5 0 m as per the indicated requirements of discharge in LPM and power capacity in BHP Make: KSB, CRI, Kirtosker, Crompton Greeve, Lubi) Discharge Power Capacity Capacity (LPM) (BHP) | 650 7.5 | Each | 119720
Water Supply | 20.118.7 | Supplying, erection, testing and commissioning of Horizontal motor pumping set for clear water having head 27.5 0 m as per the indicated requirements of discharge in LPM and power capacity in BHP Make: KSB, CRI, Kirtosker, Crompton Greeve, Lubi) Discharge Power Capacity Capacity (LPM) (BHP) | 700 7.5 | Each | 119720
Water Supply | 20.118.8 | Supplying, erection, testing and commissioning of Horizontal motor pumping set for clear water having head 27.5 0 m as per the indicated requirements of discharge in LPM and power capacity in BHP Make: KSB, CRI, Kirtosker, Crompton Greeve, Lubi) Discharge Power Capacity Capacity (LPM) (BHP) | 750 7.5 | Each | 119720
Water Supply | 20.118.9 | Supplying, erection, testing and commissioning of Horizontal motor pumping set for clear water having head 27.5 0 m as per the indicated requirements of discharge in LPM and power capacity in BHP Make: KSB, CRI, Kirtosker, Crompton Greeve, Lubi) Discharge Power Capacity Capacity (LPM) (BHP) | 800 7.5 | Each | 119720
Water Supply | 20.118.10 | Supplying, erection, testing and commissioning of Horizontal motor pumping set for clear water having head 27.5 0 m as per the indicated requirements of discharge in LPM and power capacity in BHP Make: KSB, CRI, Kirtosker, Crompton Greeve, Lubi) Discharge Power Capacity Capacity (LPM) (BHP) | 850 10 | Each | 125943
Water Supply | 20.118.11 | Supplying, erection, testing and commissioning of Horizontal motor pumping set for clear water having head 27.5 0 m as per the indicated requirements of discharge in LPM and power capacity in BHP Make: KSB, CRI, Kirtosker, Crompton Greeve, Lubi) Discharge Power Capacity Capacity (LPM) (BHP) | 900 10 | Each | 125943
Water Supply | 20.118.12 | Supplying, erection, testing and commissioning of Horizontal motor pumping set for clear water having head 27.5 0 m as per the indicated requirements of discharge in LPM and power capacity in BHP Make: KSB, CRI, Kirtosker, Crompton Greeve, Lubi) Discharge Power Capacity Capacity (LPM) (BHP) | 950 10 | Each | 125943
Water Supply | 20.118.13 | Supplying, erection, testing and commissioning of Horizontal motor pumping set for clear water having head 27.5 0 m as per the indicated requirements of discharge in LPM and power capacity in BHP Make: KSB, CRI, Kirtosker, Crompton Greeve, Lubi) Discharge Power Capacity Capacity (LPM) (BHP) | 1000 10 | Each | 125943
Water Supply | 20.118.14 | Supplying, erection, testing and commissioning of Horizontal motor pumping set for clear water having head 27.5 0 m as per the indicated requirements of discharge in LPM and power capacity in BHP Make: KSB, CRI, Kirtosker, Crompton Greeve, Lubi) Discharge Power Capacity Capacity (LPM) (BHP) | 1050 10 | Each | 125943
Water Supply | 20.118.15 | Supplying, erection, testing and commissioning of Horizontal motor pumping set for clear water having head 27.5 0 m as per the indicated requirements of discharge in LPM and power capacity in BHP Make: KSB, CRI, Kirtosker, Crompton Greeve, Lubi) Discharge Power Capacity Capacity (LPM) (BHP) | 1100 10 | Each | 125943
Water Supply | 20.118.16 | Supplying, erection, testing and commissioning of Horizontal motor pumping set for clear water having head 27.5 0 m as per the indicated requirements of discharge in LPM and power capacity in BHP Make: KSB, CRI, Kirtosker, Crompton Greeve, Lubi) Discharge Power Capacity Capacity (LPM) (BHP) | 1150 12.5 | Each | 148999
Water Supply | 20.118.17 | Supplying, erection, testing and commissioning of Horizontal motor pumping set for clear water having head 27.5 0 m as per the indicated requirements of discharge in LPM and power capacity in BHP Make: KSB, CRI, Kirtosker, Crompton Greeve, Lubi) Discharge Power Capacity Capacity (LPM) (BHP) | 1200 12.5 | Each | 148999
Water Supply | 20.118.18 | Supplying, erection, testing and commissioning of Horizontal motor pumping set for clear water having head 27.5 0 m as per the indicated requirements of discharge in LPM and power capacity in BHP Make: KSB, CRI, Kirtosker, Crompton Greeve, Lubi) Discharge Power Capacity Capacity (LPM) (BHP) | 1250 12.5 | Each | 148999
Water Supply | 20.118.19 | Supplying, erection, testing and commissioning of Horizontal motor pumping set for clear water having head 27.5 0 m as per the indicated requirements of discharge in LPM and power capacity in BHP Make: KSB, CRI, Kirtosker, Crompton Greeve, Lubi) Discharge Power Capacity Capacity (LPM) (BHP) | 1300 12.5 | Each | 148999
Water Supply | 20.118.20 | Supplying, erection, testing and commissioning of Horizontal motor pumping set for clear water having head 27.5 0 m as per the indicated requirements of discharge in LPM and power capacity in BHP Make: KSB, CRI, Kirtosker, Crompton Greeve, Lubi) Discharge Power Capacity Capacity (LPM) (BHP) | 1350 15 | Each | 148999
Water Supply | 20.118.21 | Supplying, erection, testing and commissioning of Horizontal motor pumping set for clear water having head 27.5 0 m as per the indicated requirements of discharge in LPM and power capacity in BHP Make: KSB, CRI, Kirtosker, Crompton Greeve, Lubi) Discharge Power Capacity Capacity (LPM) (BHP) | 1400 15 | Each | 148999
Water Supply | 20.118.22 | Supplying, erection, testing and commissioning of Horizontal motor pumping set for clear water having head 27.5 0 m as per the indicated requirements of discharge in LPM and power capacity in BHP Make: KSB, CRI, Kirtosker, Crompton Greeve, Lubi) Discharge Power Capacity Capacity (LPM) (BHP) | 1450 15 | Each | 148999
Water Supply | 20.118.23 | Supplying, erection, testing and commissioning of Horizontal motor pumping set for clear water having head 27.5 0 m as per the indicated requirements of discharge in LPM and power capacity in BHP Make: KSB, CRI, Kirtosker, Crompton Greeve, Lubi) Discharge Power Capacity Capacity (LPM) (BHP) | 1500 15 | Each | 148999
Water Supply | 20.118.24 | Supplying, erection, testing and commissioning of Horizontal motor pumping set for clear water having head 27.5 0 m as per the indicated requirements of discharge in LPM and power capacity in BHP Make: KSB, CRI, Kirtosker, Crompton Greeve, Lubi) Discharge Power Capacity Capacity (LPM) (BHP) | 1550 15 | Each | 148999
Water Supply | 20.118.25 | Supplying, erection, testing and commissioning of Horizontal motor pumping set for clear water having head 27.5 0 m as per the indicated requirements of discharge in LPM and power capacity in BHP Make: KSB, CRI, Kirtosker, Crompton Greeve, Lubi) Discharge Power Capacity Capacity (LPM) (BHP) | 1600 15 | Each | 148999
Water Supply | 20.118.26 | Supplying, erection, testing and commissioning of Horizontal motor pumping set for clear water having head 27.5 0 m as per the indicated requirements of discharge in LPM and power capacity in BHP Make: KSB, CRI, Kirtosker, Crompton Greeve, Lubi) Discharge Power Capacity Capacity (LPM) (BHP) | 1650 17.5 | Each | 184441
Water Supply | 20.118.27 | Supplying, erection, testing and commissioning of Horizontal motor pumping set for clear water having head 27.5 0 m as per the indicated requirements of discharge in LPM and power capacity in BHP Make: KSB, CRI, Kirtosker, Crompton Greeve, Lubi) Discharge Power Capacity Capacity (LPM) (BHP) | 1700 17.5 | Each | 184441
Water Supply | 20.118.28 | Supplying, erection, testing and commissioning of Horizontal motor pumping set for clear water having head 27.5 0 m as per the indicated requirements of discharge in LPM and power capacity in BHP Make: KSB, CRI, Kirtosker, Crompton Greeve, Lubi) Discharge Power Capacity Capacity (LPM) (BHP) | 1750 17.5 | Each | 184441
Water Supply | 20.118.29 | Supplying, erection, testing and commissioning of Horizontal motor pumping set for clear water having head 27.5 0 m as per the indicated requirements of discharge in LPM and power capacity in BHP Make: KSB, CRI, Kirtosker, Crompton Greeve, Lubi) Discharge Power Capacity Capacity (LPM) (BHP) | 1800 17.5 | Each | 184441
Water Supply | 20.118.30 | Supplying, erection, testing and commissioning of Horizontal motor pumping set for clear water having head 27.5 0 m as per the indicated requirements of discharge in LPM and power capacity in BHP Make: KSB, CRI, Kirtosker, Crompton Greeve, Lubi) Discharge Power Capacity Capacity (LPM) (BHP) | 1850 20 | Each | 212534
Water Supply | 20.118.31 | Supplying, erection, testing and commissioning of Horizontal motor pumping set for clear water having head 27.5 0 m as per the indicated requirements of discharge in LPM and power capacity in BHP Make: KSB, CRI, Kirtosker, Crompton Greeve, Lubi) Discharge Power Capacity Capacity (LPM) (BHP) | 1900 20 | Each | 212534
Water Supply | 20.118.32 | Supplying, erection, testing and commissioning of Horizontal motor pumping set for clear water having head 27.5 0 m as per the indicated requirements of discharge in LPM and power capacity in BHP Make: KSB, CRI, Kirtosker, Crompton Greeve, Lubi) Discharge Power Capacity Capacity (LPM) (BHP) | 1950 20 | Each | 212534
Water Supply | 20.118.33 | Supplying, erection, testing and commissioning of Horizontal motor pumping set for clear water having head 27.5 0 m as per the indicated requirements of discharge in LPM and power capacity in BHP Make: KSB, CRI, Kirtosker, Crompton Greeve, Lubi) Discharge Power Capacity Capacity (LPM) (BHP) | 2000 20 | Each | 212534
Water Supply | 20.118.34 | Supplying, erection, testing and commissioning of Horizontal motor pumping set for clear water having head 27.5 0 m as per the indicated requirements of discharge in LPM and power capacity in BHP Make: KSB, CRI, Kirtosker, Crompton Greeve, Lubi) Discharge Power Capacity Capacity (LPM) (BHP) | 2050 20 | Each | 212534
Water Supply | 20.118.35 | Supplying, erection, testing and commissioning of Horizontal motor pumping set for clear water having head 27.5 0 m as per the indicated requirements of discharge in LPM and power capacity in BHP Make: KSB, CRI, Kirtosker, Crompton Greeve, Lubi) Discharge Power Capacity Capacity (LPM) (BHP) | 2100 20 | Each | 212534
Water Supply | 20.118.36 | Supplying, erection, testing and commissioning of Horizontal motor pumping set for clear water having head 27.5 0 m as per the indicated requirements of discharge in LPM and power capacity in BHP Make: KSB, CRI, Kirtosker, Crompton Greeve, Lubi) Discharge Power Capacity Capacity (LPM) (BHP) | 2150 22.5 | Each | 240627
Water Supply | 20.118.37 | Supplying, erection, testing and commissioning of Horizontal motor pumping set for clear water having head 27.5 0 m as per the indicated requirements of discharge in LPM and power capacity in BHP Make: KSB, CRI, Kirtosker, Crompton Greeve, Lubi) Discharge Power Capacity Capacity (LPM) (BHP) | 2200 22.5 | Each | 240627
Water Supply | 20.118.38 | Supplying, erection, testing and commissioning of Horizontal motor pumping set for clear water having head 27.5 0 m as per the indicated requirements of discharge in LPM and power capacity in BHP Make: KSB, CRI, Kirtosker, Crompton Greeve, Lubi) Discharge Power Capacity Capacity (LPM) (BHP) | 2250 22.5 | Each | 240627
Water Supply | 20.118.39 | Supplying, erection, testing and commissioning of Horizontal motor pumping set for clear water having head 27.5 0 m as per the indicated requirements of discharge in LPM and power capacity in BHP Make: KSB, CRI, Kirtosker, Crompton Greeve, Lubi) Discharge Power Capacity Capacity (LPM) (BHP) | 2300 25 | Each | 268720
Water Supply | 20.118.40 | Supplying, erection, testing and commissioning of Horizontal motor pumping set for clear water having head 27.5 0 m as per the indicated requirements of discharge in LPM and power capacity in BHP Make: KSB, CRI, Kirtosker, Crompton Greeve, Lubi) Discharge Power Capacity Capacity (LPM) (BHP) | 2350 25 | Each | 268720
Water Supply | 20.118.41 | Supplying, erection, testing and commissioning of Horizontal motor pumping set for clear water having head 27.5 0 m as per the indicated requirements of discharge in LPM and power capacity in BHP Make: KSB, CRI, Kirtosker, Crompton Greeve, Lubi) Discharge Power Capacity Capacity (LPM) (BHP) | 2400 25 | Each | 268720
Water Supply | 20.118.42 | Supplying, erection, testing and commissioning of Horizontal motor pumping set for clear water having head 27.5 0 m as per the indicated requirements of discharge in LPM and power capacity in BHP Make: KSB, CRI, Kirtosker, Crompton Greeve, Lubi) Discharge Power Capacity Capacity (LPM) (BHP) | 2450 25 | Each | 268720
Water Supply | 20.118.43 | Supplying, erection, testing and commissioning of Horizontal motor pumping set for clear water having head 27.5 0 m as per the indicated requirements of discharge in LPM and power capacity in BHP Make: KSB, CRI, Kirtosker, Crompton Greeve, Lubi) Discharge Power Capacity Capacity (LPM) (BHP) | 2500 25 | Each | 268720
Water Supply | 20.118.44 | Supplying, erection, testing and commissioning of Horizontal motor pumping set for clear water having head 27.5 0 m as per the indicated requirements of discharge in LPM and power capacity in BHP Make: KSB, CRI, Kirtosker, Crompton Greeve, Lubi) Discharge Power Capacity Capacity (LPM) (BHP) | 2550 25 | Each | 268720
Water Supply | 20.119.1 | Supplying, erection, testing and commissioning of Horizontal motor pumping set for clear water having head 30. 00 m as per the indicated requirements of discharge in LPM and power capacity in BHP Make: KSB, CRI, Kirtosker, Crompton Greeve, Lubi) Discharge Power Capacity Capacity (LPM) (BHP) | 400 5 | Each | 107049
Water Supply | 20.119.2 | Supplying, erection, testing and commissioning of Horizontal motor pumping set for clear water having head 30. 00 m as per the indicated requirements of discharge in LPM and power capacity in BHP Make: KSB, CRI, Kirtosker, Crompton Greeve, Lubi) Discharge Power Capacity Capacity (LPM) (BHP) | 450 5 | Each | 107049
Water Supply | 20.119.3 | Supplying, erection, testing and commissioning of Horizontal motor pumping set for clear water having head 30. 00 m as per the indicated requirements of discharge in LPM and power capacity in BHP Make: KSB, CRI, Kirtosker, Crompton Greeve, Lubi) Discharge Power Capacity Capacity (LPM) (BHP) | 500 5 | Each | 107049
Water Supply | 20.119.4 | Supplying, erection, testing and commissioning of Horizontal motor pumping set for clear water having head 30. 00 m as per the indicated requirements of discharge in LPM and power capacity in BHP Make: KSB, CRI, Kirtosker, Crompton Greeve, Lubi) Discharge Power Capacity Capacity (LPM) (BHP) | 550 7.5 | Each | 119720
Water Supply | 20.119.5 | Supplying, erection, testing and commissioning of Horizontal motor pumping set for clear water having head 30. 00 m as per the indicated requirements of discharge in LPM and power capacity in BHP Make: KSB, CRI, Kirtosker, Crompton Greeve, Lubi) Discharge Power Capacity Capacity (LPM) (BHP) | 600 7.5 | Each | 119720
Water Supply | 20.119.6 | Supplying, erection, testing and commissioning of Horizontal motor pumping set for clear water having head 30. 00 m as per the indicated requirements of discharge in LPM and power capacity in BHP Make: KSB, CRI, Kirtosker, Crompton Greeve, Lubi) Discharge Power Capacity Capacity (LPM) (BHP) | 650 7.5 | Each | 119720
Water Supply | 20.119.7 | Supplying, erection, testing and commissioning of Horizontal motor pumping set for clear water having head 30. 00 m as per the indicated requirements of discharge in LPM and power capacity in BHP Make: KSB, CRI, Kirtosker, Crompton Greeve, Lubi) Discharge Power Capacity Capacity (LPM) (BHP) | 700 7.5 | Each | 119720
Water Supply | 20.119.8 | Supplying, erection, testing and commissioning of Horizontal motor pumping set for clear water having head 30. 00 m as per the indicated requirements of discharge in LPM and power capacity in BHP Make: KSB, CRI, Kirtosker, Crompton Greeve, Lubi) Discharge Power Capacity Capacity (LPM) (BHP) | 750 10 | Each | 125943
Water Supply | 20.119.9 | Supplying, erection, testing and commissioning of Horizontal motor pumping set for clear water having head 30. 00 m as per the indicated requirements of discharge in LPM and power capacity in BHP Make: KSB, CRI, Kirtosker, Crompton Greeve, Lubi) Discharge Power Capacity Capacity (LPM) (BHP) | 800 10 | Each | 125943
Water Supply | 20.119.10 | Supplying, erection, testing and commissioning of Horizontal motor pumping set for clear water having head 30. 00 m as per the indicated requirements of discharge in LPM and power capacity in BHP Make: KSB, CRI, Kirtosker, Crompton Greeve, Lubi) Discharge Power Capacity Capacity (LPM) (BHP) | 850 10 | Each | 125943
Water Supply | 20.119.11 | Supplying, erection, testing and commissioning of Horizontal motor pumping set for clear water having head 30. 00 m as per the indicated requirements of discharge in LPM and power capacity in BHP Make: KSB, CRI, Kirtosker, Crompton Greeve, Lubi) Discharge Power Capacity Capacity (LPM) (BHP) | 900 10 | Each | 125943
Water Supply | 20.119.12 | Supplying, erection, testing and commissioning of Horizontal motor pumping set for clear water having head 30. 00 m as per the indicated requirements of discharge in LPM and power capacity in BHP Make: KSB, CRI, Kirtosker, Crompton Greeve, Lubi) Discharge Power Capacity Capacity (LPM) (BHP) | 950 10 | Each | 125943
Water Supply | 20.119.13 | Supplying, erection, testing and commissioning of Horizontal motor pumping set for clear water having head 30. 00 m as per the indicated requirements of discharge in LPM and power capacity in BHP Make: KSB, CRI, Kirtosker, Crompton Greeve, Lubi) Discharge Power Capacity Capacity (LPM) (BHP) | 1000 12.5 | Each | 148999
Water Supply | 20.119.14 | Supplying, erection, testing and commissioning of Horizontal motor pumping set for clear water having head 30. 00 m as per the indicated requirements of discharge in LPM and power capacity in BHP Make: KSB, CRI, Kirtosker, Crompton Greeve, Lubi) Discharge Power Capacity Capacity (LPM) (BHP) | 1050 12.5 | Each | 148999
Water Supply | 20.119.15 | Supplying, erection, testing and commissioning of Horizontal motor pumping set for clear water having head 30. 00 m as per the indicated requirements of discharge in LPM and power capacity in BHP Make: KSB, CRI, Kirtosker, Crompton Greeve, Lubi) Discharge Power Capacity Capacity (LPM) (BHP) | 1100 12.5 | Each | 148999
Water Supply | 20.119.16 | Supplying, erection, testing and commissioning of Horizontal motor pumping set for clear water having head 30. 00 m as per the indicated requirements of discharge in LPM and power capacity in BHP Make: KSB, CRI, Kirtosker, Crompton Greeve, Lubi) Discharge Power Capacity Capacity (LPM) (BHP) | 1150 12.5 | Each | 148999
Water Supply | 20.119.17 | Supplying, erection, testing and commissioning of Horizontal motor pumping set for clear water having head 30. 00 m as per the indicated requirements of discharge in LPM and power capacity in BHP Make: KSB, CRI, Kirtosker, Crompton Greeve, Lubi) Discharge Power Capacity Capacity (LPM) (BHP) | 1200 15 | Each | 156348
Water Supply | 20.119.18 | Supplying, erection, testing and commissioning of Horizontal motor pumping set for clear water having head 30. 00 m as per the indicated requirements of discharge in LPM and power capacity in BHP Make: KSB, CRI, Kirtosker, Crompton Greeve, Lubi) Discharge Power Capacity Capacity (LPM) (BHP) | 1250 15 | Each | 156348
Water Supply | 20.119.19 | Supplying, erection, testing and commissioning of Horizontal motor pumping set for clear water having head 30. 00 m as per the indicated requirements of discharge in LPM and power capacity in BHP Make: KSB, CRI, Kirtosker, Crompton Greeve, Lubi) Discharge Power Capacity Capacity (LPM) (BHP) | 1300 15 | Each | 156348
Water Supply | 20.119.20 | Supplying, erection, testing and commissioning of Horizontal motor pumping set for clear water having head 30. 00 m as per the indicated requirements of discharge in LPM and power capacity in BHP Make: KSB, CRI, Kirtosker, Crompton Greeve, Lubi) Discharge Power Capacity Capacity (LPM) (BHP) | 1350 15 | Each | 156348
Water Supply | 20.119.21 | Supplying, erection, testing and commissioning of Horizontal motor pumping set for clear water having head 30. 00 m as per the indicated requirements of discharge in LPM and power capacity in BHP Make: KSB, CRI, Kirtosker, Crompton Greeve, Lubi) Discharge Power Capacity Capacity (LPM) (BHP) | 1400 15 | Each | 156348
Water Supply | 20.119.22 | Supplying, erection, testing and commissioning of Horizontal motor pumping set for clear water having head 30. 00 m as per the indicated requirements of discharge in LPM and power capacity in BHP Make: KSB, CRI, Kirtosker, Crompton Greeve, Lubi) Discharge Power Capacity Capacity (LPM) (BHP) | 1450 17.5 | Each | 184441
Water Supply | 20.119.23 | Supplying, erection, testing and commissioning of Horizontal motor pumping set for clear water having head 30. 00 m as per the indicated requirements of discharge in LPM and power capacity in BHP Make: KSB, CRI, Kirtosker, Crompton Greeve, Lubi) Discharge Power Capacity Capacity (LPM) (BHP) | 1500 17.5 | Each | 184441
Water Supply | 20.119.24 | Supplying, erection, testing and commissioning of Horizontal motor pumping set for clear water having head 30. 00 m as per the indicated requirements of discharge in LPM and power capacity in BHP Make: KSB, CRI, Kirtosker, Crompton Greeve, Lubi) Discharge Power Capacity Capacity (LPM) (BHP) | 1550 17.5 | Each | 184441
Water Supply | 20.119.25 | Supplying, erection, testing and commissioning of Horizontal motor pumping set for clear water having head 30. 00 m as per the indicated requirements of discharge in LPM and power capacity in BHP Make: KSB, CRI, Kirtosker, Crompton Greeve, Lubi) Discharge Power Capacity Capacity (LPM) (BHP) | 1600 17.5 | Each | 184441
Water Supply | 20.119.26 | Supplying, erection, testing and commissioning of Horizontal motor pumping set for clear water having head 30. 00 m as per the indicated requirements of discharge in LPM and power capacity in BHP Make: KSB, CRI, Kirtosker, Crompton Greeve, Lubi) Discharge Power Capacity Capacity (LPM) (BHP) | 1650 20 | Each | 212534
Water Supply | 20.119.27 | Supplying, erection, testing and commissioning of Horizontal motor pumping set for clear water having head 30. 00 m as per the indicated requirements of discharge in LPM and power capacity in BHP Make: KSB, CRI, Kirtosker, Crompton Greeve, Lubi) Discharge Power Capacity Capacity (LPM) (BHP) | 1700 20 | Each | 212534
Water Supply | 20.119.28 | Supplying, erection, testing and commissioning of Horizontal motor pumping set for clear water having head 30. 00 m as per the indicated requirements of discharge in LPM and power capacity in BHP Make: KSB, CRI, Kirtosker, Crompton Greeve, Lubi) Discharge Power Capacity Capacity (LPM) (BHP) | 1750 20 | Each | 212534
Water Supply | 20.119.29 | Supplying, erection, testing and commissioning of Horizontal motor pumping set for clear water having head 30. 00 m as per the indicated requirements of discharge in LPM and power capacity in BHP Make: KSB, CRI, Kirtosker, Crompton Greeve, Lubi) Discharge Power Capacity Capacity (LPM) (BHP) | 1800 20 | Each | 212534
Water Supply | 20.119.30 | Supplying, erection, testing and commissioning of Horizontal motor pumping set for clear water having head 30. 00 m as per the indicated requirements of discharge in LPM and power capacity in BHP Make: KSB, CRI, Kirtosker, Crompton Greeve, Lubi) Discharge Power Capacity Capacity (LPM) (BHP) | 1850 20 | Each | 212534
Water Supply | 20.119.31 | Supplying, erection, testing and commissioning of Horizontal motor pumping set for clear water having head 30. 00 m as per the indicated requirements of discharge in LPM and power capacity in BHP Make: KSB, CRI, Kirtosker, Crompton Greeve, Lubi) Discharge Power Capacity Capacity (LPM) (BHP) | 1900 25 | Each | 268720
Water Supply | 20.119.32 | Supplying, erection, testing and commissioning of Horizontal motor pumping set for clear water having head 30. 00 m as per the indicated requirements of discharge in LPM and power capacity in BHP Make: KSB, CRI, Kirtosker, Crompton Greeve, Lubi) Discharge Power Capacity Capacity (LPM) (BHP) | 1950 25 | Each | 268720
Water Supply | 20.119.33 | Supplying, erection, testing and commissioning of Horizontal motor pumping set for clear water having head 30. 00 m as per the indicated requirements of discharge in LPM and power capacity in BHP Make: KSB, CRI, Kirtosker, Crompton Greeve, Lubi) Discharge Power Capacity Capacity (LPM) (BHP) | 2000 25 | Each | 268720
Water Supply | 20.119.34 | Supplying, erection, testing and commissioning of Horizontal motor pumping set for clear water having head 30. 00 m as per the indicated requirements of discharge in LPM and power capacity in BHP Make: KSB, CRI, Kirtosker, Crompton Greeve, Lubi) Discharge Power Capacity Capacity (LPM) (BHP) | 2050 25 | Each | 268720
Water Supply | 20.119.35 | Supplying, erection, testing and commissioning of Horizontal motor pumping set for clear water having head 30. 00 m as per the indicated requirements of discharge in LPM and power capacity in BHP Make: KSB, CRI, Kirtosker, Crompton Greeve, Lubi) Discharge Power Capacity Capacity (LPM) (BHP) | 2100 25 | Each | 268720
Water Supply | 20.119.36 | Supplying, erection, testing and commissioning of Horizontal motor pumping set for clear water having head 30. 00 m as per the indicated requirements of discharge in LPM and power capacity in BHP Make: KSB, CRI, Kirtosker, Crompton Greeve, Lubi) Discharge Power Capacity Capacity (LPM) (BHP) | 2150 25 | Each | 268720
Water Supply | 20.119.37 | Supplying, erection, testing and commissioning of Horizontal motor pumping set for clear water having head 30. 00 m as per the indicated requirements of discharge in LPM and power capacity in BHP Make: KSB, CRI, Kirtosker, Crompton Greeve, Lubi) Discharge Power Capacity Capacity (LPM) (BHP) | 2200 25 | Each | 268720
Water Supply | 20.119.38 | Supplying, erection, testing and commissioning of Horizontal motor pumping set for clear water having head 30. 00 m as per the indicated requirements of discharge in LPM and power capacity in BHP Make: KSB, CRI, Kirtosker, Crompton Greeve, Lubi) Discharge Power Capacity Capacity (LPM) (BHP) | 2250 25 | Each | 268720
Water Supply | 20.119.39 | Supplying, erection, testing and commissioning of Horizontal motor pumping set for clear water having head 30. 00 m as per the indicated requirements of discharge in LPM and power capacity in BHP Make: KSB, CRI, Kirtosker, Crompton Greeve, Lubi) Discharge Power Capacity Capacity (LPM) (BHP) | 2300 25 | Each | 268720
Water Supply | 20.120.1 | Supplying, erection, testing and commissioning of Horizontal motor pumping set for clear water having head 35. 00 m as per the indicated requirements of discharge in LPM and power capacity in BHP Make: KSB, CRI, Kirlosker, Crompton Greeve, Lubi) Discharge Power Capacity Capacity (LPM) (BHP) | 400 5 | Each | 107049
Water Supply | 20.120.2 | Supplying, erection, testing and commissioning of Horizontal motor pumping set for clear water having head 35. 00 m as per the indicated requirements of discharge in LPM and power capacity in BHP Make: KSB, CRI, Kirlosker, Crompton Greeve, Lubi) Discharge Power Capacity Capacity (LPM) (BHP) | 450 5 | Each | 107049
Water Supply | 20.120.3 | Supplying, erection, testing and commissioning of Horizontal motor pumping set for clear water having head 35. 00 m as per the indicated requirements of discharge in LPM and power capacity in BHP Make: KSB, CRI, Kirlosker, Crompton Greeve, Lubi) Discharge Power Capacity Capacity (LPM) (BHP) | 500 7.5 | Each | 119720
Water Supply | 20.120.4 | Supplying, erection, testing and commissioning of Horizontal motor pumping set for clear water having head 35. 00 m as per the indicated requirements of discharge in LPM and power capacity in BHP Make: KSB, CRI, Kirlosker, Crompton Greeve, Lubi) Discharge Power Capacity Capacity (LPM) (BHP) | 550 7.5 | Each | 119720
Water Supply | 20.120.5 | Supplying, erection, testing and commissioning of Horizontal motor pumping set for clear water having head 35. 00 m as per the indicated requirements of discharge in LPM and power capacity in BHP Make: KSB, CRI, Kirlosker, Crompton Greeve, Lubi) Discharge Power Capacity Capacity (LPM) (BHP) | 600 7.5 | Each | 119720
Water Supply | 20.120.6 | Supplying, erection, testing and commissioning of Horizontal motor pumping set for clear water having head 35. 00 m as per the indicated requirements of discharge in LPM and power capacity in BHP Make: KSB, CRI, Kirlosker, Crompton Greeve, Lubi) Discharge Power Capacity Capacity (LPM) (BHP) | 650 10 | Each | 125943
Water Supply | 20.120.7 | Supplying, erection, testing and commissioning of Horizontal motor pumping set for clear water having head 35. 00 m as per the indicated requirements of discharge in LPM and power capacity in BHP Make: KSB, CRI, Kirlosker, Crompton Greeve, Lubi) Discharge Power Capacity Capacity (LPM) (BHP) | 700 10 | Each | 125943
Water Supply | 20.120.8 | Supplying, erection, testing and commissioning of Horizontal motor pumping set for clear water having head 35. 00 m as per the indicated requirements of discharge in LPM and power capacity in BHP Make: KSB, CRI, Kirlosker, Crompton Greeve, Lubi) Discharge Power Capacity Capacity (LPM) (BHP) | 750 10 | Each | 125943
Water Supply | 20.120.9 | Supplying, erection, testing and commissioning of Horizontal motor pumping set for clear water having head 35. 00 m as per the indicated requirements of discharge in LPM and power capacity in BHP Make: KSB, CRI, Kirlosker, Crompton Greeve, Lubi) Discharge Power Capacity Capacity (LPM) (BHP) | 800 10 | Each | 125943
Water Supply | 20.120.10 | Supplying, erection, testing and commissioning of Horizontal motor pumping set for clear water having head 35. 00 m as per the indicated requirements of discharge in LPM and power capacity in BHP Make: KSB, CRI, Kirlosker, Crompton Greeve, Lubi) Discharge Power Capacity Capacity (LPM) (BHP) | 850 12.5 | Each | 148999
Water Supply | 20.120.11 | Supplying, erection, testing and commissioning of Horizontal motor pumping set for clear water having head 35. 00 m as per the indicated requirements of discharge in LPM and power capacity in BHP Make: KSB, CRI, Kirlosker, Crompton Greeve, Lubi) Discharge Power Capacity Capacity (LPM) (BHP) | 900 12.5 | Each | 148999
Water Supply | 20.120.12 | Supplying, erection, testing and commissioning of Horizontal motor pumping set for clear water having head 35. 00 m as per the indicated requirements of discharge in LPM and power capacity in BHP Make: KSB, CRI, Kirlosker, Crompton Greeve, Lubi) Discharge Power Capacity Capacity (LPM) (BHP) | 950 12.5 | Each | 148999
Water Supply | 20.120.13 | Supplying, erection, testing and commissioning of Horizontal motor pumping set for clear water having head 35. 00 m as per the indicated requirements of discharge in LPM and power capacity in BHP Make: KSB, CRI, Kirlosker, Crompton Greeve, Lubi) Discharge Power Capacity Capacity (LPM) (BHP) | 1000 12.5 | Each | 148999
Water Supply | 20.120.14 | Supplying, erection, testing and commissioning of Horizontal motor pumping set for clear water having head 35. 00 m as per the indicated requirements of discharge in LPM and power capacity in BHP Make: KSB, CRI, Kirlosker, Crompton Greeve, Lubi) Discharge Power Capacity Capacity (LPM) (BHP) | 1050 15 | Each | 156348
Water Supply | 20.120.15 | Supplying, erection, testing and commissioning of Horizontal motor pumping set for clear water having head 35. 00 m as per the indicated requirements of discharge in LPM and power capacity in BHP Make: KSB, CRI, Kirlosker, Crompton Greeve, Lubi) Discharge Power Capacity Capacity (LPM) (BHP) | 1100 15 | Each | 156348
Water Supply | 20.120.16 | Supplying, erection, testing and commissioning of Horizontal motor pumping set for clear water having head 35. 00 m as per the indicated requirements of discharge in LPM and power capacity in BHP Make: KSB, CRI, Kirlosker, Crompton Greeve, Lubi) Discharge Power Capacity Capacity (LPM) (BHP) | 1150 15 | Each | 156348
Water Supply | 20.120.17 | Supplying, erection, testing and commissioning of Horizontal motor pumping set for clear water having head 35. 00 m as per the indicated requirements of discharge in LPM and power capacity in BHP Make: KSB, CRI, Kirlosker, Crompton Greeve, Lubi) Discharge Power Capacity Capacity (LPM) (BHP) | 1200 15 | Each | 156348
Water Supply | 20.120.18 | Supplying, erection, testing and commissioning of Horizontal motor pumping set for clear water having head 35. 00 m as per the indicated requirements of discharge in LPM and power capacity in BHP Make: KSB, CRI, Kirlosker, Crompton Greeve, Lubi) Discharge Power Capacity Capacity (LPM) (BHP) | 1250 17.5 | Each | 184441
Water Supply | 20.120.19 | Supplying, erection, testing and commissioning of Horizontal motor pumping set for clear water having head 35. 00 m as per the indicated requirements of discharge in LPM and power capacity in BHP Make: KSB, CRI, Kirlosker, Crompton Greeve, Lubi) Discharge Power Capacity Capacity (LPM) (BHP) | 1300 17.5 | Each | 184441
Water Supply | 20.120.20 | Supplying, erection, testing and commissioning of Horizontal motor pumping set for clear water having head 35. 00 m as per the indicated requirements of discharge in LPM and power capacity in BHP Make: KSB, CRI, Kirlosker, Crompton Greeve, Lubi) Discharge Power Capacity Capacity (LPM) (BHP) | 1350 17.5 | Each | 184441
Water Supply | 20.120.21 | Supplying, erection, testing and commissioning of Horizontal motor pumping set for clear water having head 35. 00 m as per the indicated requirements of discharge in LPM and power capacity in BHP Make: KSB, CRI, Kirlosker, Crompton Greeve, Lubi) Discharge Power Capacity Capacity (LPM) (BHP) | 1400 20 | Each | 212534
Water Supply | 20.120.22 | Supplying, erection, testing and commissioning of Horizontal motor pumping set for clear water having head 35. 00 m as per the indicated requirements of discharge in LPM and power capacity in BHP Make: KSB, CRI, Kirlosker, Crompton Greeve, Lubi) Discharge Power Capacity Capacity (LPM) (BHP) | 1450 20 | Each | 212534
Water Supply | 20.120.23 | Supplying, erection, testing and commissioning of Horizontal motor pumping set for clear water having head 35. 00 m as per the indicated requirements of discharge in LPM and power capacity in BHP Make: KSB, CRI, Kirlosker, Crompton Greeve, Lubi) Discharge Power Capacity Capacity (LPM) (BHP) | 1500 20 | Each | 212534
Water Supply | 20.120.24 | Supplying, erection, testing and commissioning of Horizontal motor pumping set for clear water having head 35. 00 m as per the indicated requirements of discharge in LPM and power capacity in BHP Make: KSB, CRI, Kirlosker, Crompton Greeve, Lubi) Discharge Power Capacity Capacity (LPM) (BHP) | 1550 20 | Each | 212534
Water Supply | 20.120.25 | Supplying, erection, testing and commissioning of Horizontal motor pumping set for clear water having head 35. 00 m as per the indicated requirements of discharge in LPM and power capacity in BHP Make: KSB, CRI, Kirlosker, Crompton Greeve, Lubi) Discharge Power Capacity Capacity (LPM) (BHP) | 1600 20 | Each | 212534
Water Supply | 20.120.26 | Supplying, erection, testing and commissioning of Horizontal motor pumping set for clear water having head 35. 00 m as per the indicated requirements of discharge in LPM and power capacity in BHP Make: KSB, CRI, Kirlosker, Crompton Greeve, Lubi) Discharge Power Capacity Capacity (LPM) (BHP) | 1650 25 | Each | 268720
Water Supply | 20.120.27 | Supplying, erection, testing and commissioning of Horizontal motor pumping set for clear water having head 35. 00 m as per the indicated requirements of discharge in LPM and power capacity in BHP Make: KSB, CRI, Kirlosker, Crompton Greeve, Lubi) Discharge Power Capacity Capacity (LPM) (BHP) | 1700 25 | Each | 268720
Water Supply | 20.120.28 | Supplying, erection, testing and commissioning of Horizontal motor pumping set for clear water having head 35. 00 m as per the indicated requirements of discharge in LPM and power capacity in BHP Make: KSB, CRI, Kirlosker, Crompton Greeve, Lubi) Discharge Power Capacity Capacity (LPM) (BHP) | 1750 25 | Each | 268720
Water Supply | 20.120.29 | Supplying, erection, testing and commissioning of Horizontal motor pumping set for clear water having head 35. 00 m as per the indicated requirements of discharge in LPM and power capacity in BHP Make: KSB, CRI, Kirlosker, Crompton Greeve, Lubi) Discharge Power Capacity Capacity (LPM) (BHP) | 1800 25 | Each | 268720
Water Supply | 20.120.30 | Supplying, erection, testing and commissioning of Horizontal motor pumping set for clear water having head 35. 00 m as per the indicated requirements of discharge in LPM and power capacity in BHP Make: KSB, CRI, Kirlosker, Crompton Greeve, Lubi) Discharge Power Capacity Capacity (LPM) (BHP) | 1850 25 | Each | 268720
Water Supply | 20.120.31 | Supplying, erection, testing and commissioning of Horizontal motor pumping set for clear water having head 35. 00 m as per the indicated requirements of discharge in LPM and power capacity in BHP Make: KSB, CRI, Kirlosker, Crompton Greeve, Lubi) Discharge Power Capacity Capacity (LPM) (BHP) | 1900 25 | Each | 268720
Water Supply | 20.120.32 | Supplying, erection, testing and commissioning of Horizontal motor pumping set for clear water having head 35. 00 m as per the indicated requirements of discharge in LPM and power capacity in BHP Make: KSB, CRI, Kirlosker, Crompton Greeve, Lubi) Discharge Power Capacity Capacity (LPM) (BHP) | 1950 25 | Each | 268720
Water Supply | 20.120.33 | Supplying, erection, testing and commissioning of Horizontal motor pumping set for clear water having head 35. 00 m as per the indicated requirements of discharge in LPM and power capacity in BHP Make: KSB, CRI, Kirlosker, Crompton Greeve, Lubi) Discharge Power Capacity Capacity (LPM) (BHP) | 2000 25 | Each | 268720
Water Supply | 20.120.34 | Supplying, erection, testing and commissioning of Horizontal motor pumping set for clear water having head 35. 00 m as per the indicated requirements of discharge in LPM and power capacity in BHP Make: KSB, CRI, Kirlosker, Crompton Greeve, Lubi) Discharge Power Capacity Capacity (LPM) (BHP) | 2050 27.5 | Each | 296813
Water Supply | 20.120.35 | Supplying, erection, testing and commissioning of Horizontal motor pumping set for clear water having head 35. 00 m as per the indicated requirements of discharge in LPM and power capacity in BHP Make: KSB, CRI, Kirlosker, Crompton Greeve, Lubi) Discharge Power Capacity Capacity (LPM) (BHP) | 2100 27.5 | Each | 296813
Water Supply | 20.120.36 | Supplying, erection, testing and commissioning of Horizontal motor pumping set for clear water having head 35. 00 m as per the indicated requirements of discharge in LPM and power capacity in BHP Make: KSB, CRI, Kirlosker, Crompton Greeve, Lubi) Discharge Power Capacity Capacity (LPM) (BHP) | 2150 27.5 | Each | 296813
Water Supply | 20.120.37 | Supplying, erection, testing and commissioning of Horizontal motor pumping set for clear water having head 35. 00 m as per the indicated requirements of discharge in LPM and power capacity in BHP Make: KSB, CRI, Kirlosker, Crompton Greeve, Lubi) Discharge Power Capacity Capacity (LPM) (BHP) | 2200 30 | Each | 324906
Water Supply | 20.120.38 | Supplying, erection, testing and commissioning of Horizontal motor pumping set for clear water having head 35. 00 m as per the indicated requirements of discharge in LPM and power capacity in BHP Make: KSB, CRI, Kirlosker, Crompton Greeve, Lubi) Discharge Power Capacity Capacity (LPM) (BHP) | 2250 30 | Each | 324906
Water Supply | 20.120.39 | Supplying, erection, testing and commissioning of Horizontal motor pumping set for clear water having head 35. 00 m as per the indicated requirements of discharge in LPM and power capacity in BHP Make: KSB, CRI, Kirlosker, Crompton Greeve, Lubi) Discharge Power Capacity Capacity (LPM) (BHP) | 2300 30 | Each | 324906
Water Supply | 20.120.40 | Supplying, erection, testing and commissioning of Horizontal motor pumping set for clear water having head 35. 00 m as per the indicated requirements of discharge in LPM and power capacity in BHP Make: KSB, CRI, Kirlosker, Crompton Greeve, Lubi) Discharge Power Capacity Capacity (LPM) (BHP) | 2350 30 | Each | 324906
Water Supply | 20.121.1 | Supplying, erection, testing and commissioning of Horizontal motor pumping set for clear water having head 40. 00 m as per the indicated requirements of discharge in LPM and power capacity in BHP Make: KSB, CRI, Kirtosker, Crompton Greeve, Lubi) Discharge Power Capacity Capacity (LPM) (BHP) | 400 5 | Each | 119720
Water Supply | 20.121.2 | Supplying, erection, testing and commissioning of Horizontal motor pumping set for clear water having head 40. 00 m as per the indicated requirements of discharge in LPM and power capacity in BHP Make: KSB, CRI, Kirtosker, Crompton Greeve, Lubi) Discharge Power Capacity Capacity (LPM) (BHP) | 450 5 | Each | 119720
Water Supply | 20.121.3 | Supplying, erection, testing and commissioning of Horizontal motor pumping set for clear water having head 40. 00 m as per the indicated requirements of discharge in LPM and power capacity in BHP Make: KSB, CRI, Kirtosker, Crompton Greeve, Lubi) Discharge Power Capacity Capacity (LPM) (BHP) | 500 7.5 | Each | 119720
Water Supply | 20.121.4 | Supplying, erection, testing and commissioning of Horizontal motor pumping set for clear water having head 40. 00 m as per the indicated requirements of discharge in LPM and power capacity in BHP Make: KSB, CRI, Kirtosker, Crompton Greeve, Lubi) Discharge Power Capacity Capacity (LPM) (BHP) | 550 7.5 | Each | 125943
Water Supply | 20.121.5 | Supplying, erection, testing and commissioning of Horizontal motor pumping set for clear water having head 40. 00 m as per the indicated requirements of discharge in LPM and power capacity in BHP Make: KSB, CRI, Kirtosker, Crompton Greeve, Lubi) Discharge Power Capacity Capacity (LPM) (BHP) | 600 7.5 | Each | 125943
Water Supply | 20.121.6 | Supplying, erection, testing and commissioning of Horizontal motor pumping set for clear water having head 40. 00 m as per the indicated requirements of discharge in LPM and power capacity in BHP Make: KSB, CRI, Kirtosker, Crompton Greeve, Lubi) Discharge Power Capacity Capacity (LPM) (BHP) | 650 10 | Each | 125943
Water Supply | 20.121.7 | Supplying, erection, testing and commissioning of Horizontal motor pumping set for clear water having head 40. 00 m as per the indicated requirements of discharge in LPM and power capacity in BHP Make: KSB, CRI, Kirtosker, Crompton Greeve, Lubi) Discharge Power Capacity Capacity (LPM) (BHP) | 700 10 | Each | 125943
Water Supply | 20.121.8 | Supplying, erection, testing and commissioning of Horizontal motor pumping set for clear water having head 40. 00 m as per the indicated requirements of discharge in LPM and power capacity in BHP Make: KSB, CRI, Kirtosker, Crompton Greeve, Lubi) Discharge Power Capacity Capacity (LPM) (BHP) | 750 10 | Each | 148999
Water Supply | 20.121.9 | Supplying, erection, testing and commissioning of Horizontal motor pumping set for clear water having head 40. 00 m as per the indicated requirements of discharge in LPM and power capacity in BHP Make: KSB, CRI, Kirtosker, Crompton Greeve, Lubi) Discharge Power Capacity Capacity (LPM) (BHP) | 800 10 | Each | 148999
Water Supply | 20.121.10 | Supplying, erection, testing and commissioning of Horizontal motor pumping set for clear water having head 40. 00 m as per the indicated requirements of discharge in LPM and power capacity in BHP Make: KSB, CRI, Kirtosker, Crompton Greeve, Lubi) Discharge Power Capacity Capacity (LPM) (BHP) | 850 12.5 | Each | 148999
Water Supply | 20.121.11 | Supplying, erection, testing and commissioning of Horizontal motor pumping set for clear water having head 40. 00 m as per the indicated requirements of discharge in LPM and power capacity in BHP Make: KSB, CRI, Kirtosker, Crompton Greeve, Lubi) Discharge Power Capacity Capacity (LPM) (BHP) | 900 12.5 | Each | 156348
Water Supply | 20.121.12 | Supplying, erection, testing and commissioning of Horizontal motor pumping set for clear water having head 40. 00 m as per the indicated requirements of discharge in LPM and power capacity in BHP Make: KSB, CRI, Kirtosker, Crompton Greeve, Lubi) Discharge Power Capacity Capacity (LPM) (BHP) | 950 12.5 | Each | 156348
Water Supply | 20.121.13 | Supplying, erection, testing and commissioning of Horizontal motor pumping set for clear water having head 40. 00 m as per the indicated requirements of discharge in LPM and power capacity in BHP Make: KSB, CRI, Kirtosker, Crompton Greeve, Lubi) Discharge Power Capacity Capacity (LPM) (BHP) | 1000 12.5 | Each | 156348
Water Supply | 20.121.14 | Supplying, erection, testing and commissioning of Horizontal motor pumping set for clear water having head 40. 00 m as per the indicated requirements of discharge in LPM and power capacity in BHP Make: KSB, CRI, Kirtosker, Crompton Greeve, Lubi) Discharge Power Capacity Capacity (LPM) (BHP) | 1050 15 | Each | 156348
Water Supply | 20.121.15 | Supplying, erection, testing and commissioning of Horizontal motor pumping set for clear water having head 40. 00 m as per the indicated requirements of discharge in LPM and power capacity in BHP Make: KSB, CRI, Kirtosker, Crompton Greeve, Lubi) Discharge Power Capacity Capacity (LPM) (BHP) | 1100 15 | Each | 184441
Water Supply | 20.121.16 | Supplying, erection, testing and commissioning of Horizontal motor pumping set for clear water having head 40. 00 m as per the indicated requirements of discharge in LPM and power capacity in BHP Make: KSB, CRI, Kirtosker, Crompton Greeve, Lubi) Discharge Power Capacity Capacity (LPM) (BHP) | 1150 15 | Each | 184441
Water Supply | 20.121.17 | Supplying, erection, testing and commissioning of Horizontal motor pumping set for clear water having head 40. 00 m as per the indicated requirements of discharge in LPM and power capacity in BHP Make: KSB, CRI, Kirtosker, Crompton Greeve, Lubi) Discharge Power Capacity Capacity (LPM) (BHP) | 1200 15 | Each | 184441
Water Supply | 20.121.18 | Supplying, erection, testing and commissioning of Horizontal motor pumping set for clear water having head 40. 00 m as per the indicated requirements of discharge in LPM and power capacity in BHP Make: KSB, CRI, Kirtosker, Crompton Greeve, Lubi) Discharge Power Capacity Capacity (LPM) (BHP) | 1250 17.5 | Each | 212534
Water Supply | 20.121.19 | Supplying, erection, testing and commissioning of Horizontal motor pumping set for clear water having head 40. 00 m as per the indicated requirements of discharge in LPM and power capacity in BHP Make: KSB, CRI, Kirtosker, Crompton Greeve, Lubi) Discharge Power Capacity Capacity (LPM) (BHP) | 1300 17.5 | Each | 212534
Water Supply | 20.121.20 | Supplying, erection, testing and commissioning of Horizontal motor pumping set for clear water having head 40. 00 m as per the indicated requirements of discharge in LPM and power capacity in BHP Make: KSB, CRI, Kirtosker, Crompton Greeve, Lubi) Discharge Power Capacity Capacity (LPM) (BHP) | 1350 17.5 | Each | 212534
Water Supply | 20.121.21 | Supplying, erection, testing and commissioning of Horizontal motor pumping set for clear water having head 40. 00 m as per the indicated requirements of discharge in LPM and power capacity in BHP Make: KSB, CRI, Kirtosker, Crompton Greeve, Lubi) Discharge Power Capacity Capacity (LPM) (BHP) | 1400 20 | Each | 212534
Water Supply | 20.121.22 | Supplying, erection, testing and commissioning of Horizontal motor pumping set for clear water having head 40. 00 m as per the indicated requirements of discharge in LPM and power capacity in BHP Make: KSB, CRI, Kirtosker, Crompton Greeve, Lubi) Discharge Power Capacity Capacity (LPM) (BHP) | 1450 20 | Each | 268720
Water Supply | 20.121.23 | Supplying, erection, testing and commissioning of Horizontal motor pumping set for clear water having head 40. 00 m as per the indicated requirements of discharge in LPM and power capacity in BHP Make: KSB, CRI, Kirtosker, Crompton Greeve, Lubi) Discharge Power Capacity Capacity (LPM) (BHP) | 1500 20 | Each | 268720
Water Supply | 20.121.24 | Supplying, erection, testing and commissioning of Horizontal motor pumping set for clear water having head 40. 00 m as per the indicated requirements of discharge in LPM and power capacity in BHP Make: KSB, CRI, Kirtosker, Crompton Greeve, Lubi) Discharge Power Capacity Capacity (LPM) (BHP) | 1550 20 | Each | 268720
Water Supply | 20.121.25 | Supplying, erection, testing and commissioning of Horizontal motor pumping set for clear water having head 40. 00 m as per the indicated requirements of discharge in LPM and power capacity in BHP Make: KSB, CRI, Kirtosker, Crompton Greeve, Lubi) Discharge Power Capacity Capacity (LPM) (BHP) | 1600 20 | Each | 268720
Water Supply | 20.121.26 | Supplying, erection, testing and commissioning of Horizontal motor pumping set for clear water having head 40. 00 m as per the indicated requirements of discharge in LPM and power capacity in BHP Make: KSB, CRI, Kirtosker, Crompton Greeve, Lubi) Discharge Power Capacity Capacity (LPM) (BHP) | 1650 25 | Each | 268720
Water Supply | 20.121.27 | Supplying, erection, testing and commissioning of Horizontal motor pumping set for clear water having head 40. 00 m as per the indicated requirements of discharge in LPM and power capacity in BHP Make: KSB, CRI, Kirtosker, Crompton Greeve, Lubi) Discharge Power Capacity Capacity (LPM) (BHP) | 1700 25 | Each | 268720
Water Supply | 20.121.28 | Supplying, erection, testing and commissioning of Horizontal motor pumping set for clear water having head 40. 00 m as per the indicated requirements of discharge in LPM and power capacity in BHP Make: KSB, CRI, Kirtosker, Crompton Greeve, Lubi) Discharge Power Capacity Capacity (LPM) (BHP) | 1750 25 | Each | 268720
Water Supply | 20.121.29 | Supplying, erection, testing and commissioning of Horizontal motor pumping set for clear water having head 40. 00 m as per the indicated requirements of discharge in LPM and power capacity in BHP Make: KSB, CRI, Kirtosker, Crompton Greeve, Lubi) Discharge Power Capacity Capacity (LPM) (BHP) | 1800 25 | Each | 324906
Water Supply | 20.121.30 | Supplying, erection, testing and commissioning of Horizontal motor pumping set for clear water having head 40. 00 m as per the indicated requirements of discharge in LPM and power capacity in BHP Make: KSB, CRI, Kirtosker, Crompton Greeve, Lubi) Discharge Power Capacity Capacity (LPM) (BHP) | 1850 25 | Each | 324906
Water Supply | 20.121.31 | Supplying, erection, testing and commissioning of Horizontal motor pumping set for clear water having head 40. 00 m as per the indicated requirements of discharge in LPM and power capacity in BHP Make: KSB, CRI, Kirtosker, Crompton Greeve, Lubi) Discharge Power Capacity Capacity (LPM) (BHP) | 1900 25 | Each | 324906
Water Supply | 20.121.32 | Supplying, erection, testing and commissioning of Horizontal motor pumping set for clear water having head 40. 00 m as per the indicated requirements of discharge in LPM and power capacity in BHP Make: KSB, CRI, Kirtosker, Crompton Greeve, Lubi) Discharge Power Capacity Capacity (LPM) (BHP) | 1950 25 | Each | 324906
Water Supply | 20.121.33 | Supplying, erection, testing and commissioning of Horizontal motor pumping set for clear water having head 40. 00 m as per the indicated requirements of discharge in LPM and power capacity in BHP Make: KSB, CRI, Kirtosker, Crompton Greeve, Lubi) Discharge Power Capacity Capacity (LPM) (BHP) | 2000 25 | Each | 324906
Water Supply | 20.121.34 | Supplying, erection, testing and commissioning of Horizontal motor pumping set for clear water having head 40. 00 m as per the indicated requirements of discharge in LPM and power capacity in BHP Make: KSB, CRI, Kirtosker, Crompton Greeve, Lubi) Discharge Power Capacity Capacity (LPM) (BHP) | 2050 27.5 | Each | 324906
Water Supply | 20.121.35 | Supplying, erection, testing and commissioning of Horizontal motor pumping set for clear water having head 40. 00 m as per the indicated requirements of discharge in LPM and power capacity in BHP Make: KSB, CRI, Kirtosker, Crompton Greeve, Lubi) Discharge Power Capacity Capacity (LPM) (BHP) | 2100 27.5 | Each | 381092
Water Supply | 20.121.36 | Supplying, erection, testing and commissioning of Horizontal motor pumping set for clear water having head 40. 00 m as per the indicated requirements of discharge in LPM and power capacity in BHP Make: KSB, CRI, Kirtosker, Crompton Greeve, Lubi) Discharge Power Capacity Capacity (LPM) (BHP) | 2150 27.5 | Each | 381092
Water Supply | 20.121.37 | Supplying, erection, testing and commissioning of Horizontal motor pumping set for clear water having head 40. 00 m as per the indicated requirements of discharge in LPM and power capacity in BHP Make: KSB, CRI, Kirtosker, Crompton Greeve, Lubi) Discharge Power Capacity Capacity (LPM) (BHP) | 2200 30 | Each | 381092
Water Supply | 20.121.38 | Supplying, erection, testing and commissioning of Horizontal motor pumping set for clear water having head 40. 00 m as per the indicated requirements of discharge in LPM and power capacity in BHP Make: KSB, CRI, Kirtosker, Crompton Greeve, Lubi) Discharge Power Capacity Capacity (LPM) (BHP) | 2250 30 | Each | 381092
Water Supply | 20.121.39 | Supplying, erection, testing and commissioning of Horizontal motor pumping set for clear water having head 40. 00 m as per the indicated requirements of discharge in LPM and power capacity in BHP Make: KSB, CRI, Kirtosker, Crompton Greeve, Lubi) Discharge Power Capacity Capacity (LPM) (BHP) | 2300 30 | Each | 381092
Water Supply | 20.121.40 | Supplying, erection, testing and commissioning of Horizontal motor pumping set for clear water having head 40. 00 m as per the indicated requirements of discharge in LPM and power capacity in BHP Make: KSB, CRI, Kirtosker, Crompton Greeve, Lubi) Discharge Power Capacity Capacity (LPM) (BHP) | 2350 30 | Each | 381092
Water Supply | 20.121.41 | Supplying, erection, testing and commissioning of Horizontal motor pumping set for clear water having head 40. 00 m as per the indicated requirements of discharge in LPM and power capacity in BHP Make: KSB, CRI, Kirtosker, Crompton Greeve, Lubi) Discharge Power Capacity Capacity (LPM) (BHP) | 2400 35 | Each | 381092
Water Supply | 20.122.1 | Supplying, erection, testing and commissioning of Horizontal motor pumping set for clear water having head 45. 00 m as per the indicated requirements of discharge in LPM and power capacity in BHP Make: KSB, CRI, Kirtosker, Crompton Greeve, Lubi) Discharge Power Capacity Capacity (LPM) (BHP) | 400 7.5 | Each | 119720
Water Supply | 20.122.2 | Supplying, erection, testing and commissioning of Horizontal motor pumping set for clear water having head 45. 00 m as per the indicated requirements of discharge in LPM and power capacity in BHP Make: KSB, CRI, Kirtosker, Crompton Greeve, Lubi) Discharge Power Capacity Capacity (LPM) (BHP) | 450 7.5 | Each | 119720
Water Supply | 20.122.3 | Supplying, erection, testing and commissioning of Horizontal motor pumping set for clear water having head 45. 00 m as per the indicated requirements of discharge in LPM and power capacity in BHP Make: KSB, CRI, Kirtosker, Crompton Greeve, Lubi) Discharge Power Capacity Capacity (LPM) (BHP) | 500 10 | Each | 125943
Water Supply | 20.122.4 | Supplying, erection, testing and commissioning of Horizontal motor pumping set for clear water having head 45. 00 m as per the indicated requirements of discharge in LPM and power capacity in BHP Make: KSB, CRI, Kirtosker, Crompton Greeve, Lubi) Discharge Power Capacity Capacity (LPM) (BHP) | 550 10 | Each | 125943
Water Supply | 20.122.5 | Supplying, erection, testing and commissioning of Horizontal motor pumping set for clear water having head 45. 00 m as per the indicated requirements of discharge in LPM and power capacity in BHP Make: KSB, CRI, Kirtosker, Crompton Greeve, Lubi) Discharge Power Capacity Capacity (LPM) (BHP) | 600 10 | Each | 125943
Water Supply | 20.122.6 | Supplying, erection, testing and commissioning of Horizontal motor pumping set for clear water having head 45. 00 m as per the indicated requirements of discharge in LPM and power capacity in BHP Make: KSB, CRI, Kirtosker, Crompton Greeve, Lubi) Discharge Power Capacity Capacity (LPM) (BHP) | 650 10 | Each | 125943
Water Supply | 20.122.7 | Supplying, erection, testing and commissioning of Horizontal motor pumping set for clear water having head 45. 00 m as per the indicated requirements of discharge in LPM and power capacity in BHP Make: KSB, CRI, Kirtosker, Crompton Greeve, Lubi) Discharge Power Capacity Capacity (LPM) (BHP) | 700 12.5 | Each | 148999
Water Supply | 20.122.8 | Supplying, erection, testing and commissioning of Horizontal motor pumping set for clear water having head 45. 00 m as per the indicated requirements of discharge in LPM and power capacity in BHP Make: KSB, CRI, Kirtosker, Crompton Greeve, Lubi) Discharge Power Capacity Capacity (LPM) (BHP) | 750 12.5 | Each | 148999
Water Supply | 20.122.9 | Supplying, erection, testing and commissioning of Horizontal motor pumping set for clear water having head 45. 00 m as per the indicated requirements of discharge in LPM and power capacity in BHP Make: KSB, CRI, Kirtosker, Crompton Greeve, Lubi) Discharge Power Capacity Capacity (LPM) (BHP) | 800 15 | Each | 156348
Water Supply | 20.122.10 | Supplying, erection, testing and commissioning of Horizontal motor pumping set for clear water having head 45. 00 m as per the indicated requirements of discharge in LPM and power capacity in BHP Make: KSB, CRI, Kirtosker, Crompton Greeve, Lubi) Discharge Power Capacity Capacity (LPM) (BHP) | 850 15 | Each | 156348
Water Supply | 20.122.11 | Supplying, erection, testing and commissioning of Horizontal motor pumping set for clear water having head 45. 00 m as per the indicated requirements of discharge in LPM and power capacity in BHP Make: KSB, CRI, Kirtosker, Crompton Greeve, Lubi) Discharge Power Capacity Capacity (LPM) (BHP) | 900 15 | Each | 156348
Water Supply | 20.122.12 | Supplying, erection, testing and commissioning of Horizontal motor pumping set for clear water having head 45. 00 m as per the indicated requirements of discharge in LPM and power capacity in BHP Make: KSB, CRI, Kirtosker, Crompton Greeve, Lubi) Discharge Power Capacity Capacity (LPM) (BHP) | 950 15 | Each | 156348
Water Supply | 20.122.13 | Supplying, erection, testing and commissioning of Horizontal motor pumping set for clear water having head 45. 00 m as per the indicated requirements of discharge in LPM and power capacity in BHP Make: KSB, CRI, Kirtosker, Crompton Greeve, Lubi) Discharge Power Capacity Capacity (LPM) (BHP) | 1000 20 | Each | 212534
Water Supply | 20.122.14 | Supplying, erection, testing and commissioning of Horizontal motor pumping set for clear water having head 45. 00 m as per the indicated requirements of discharge in LPM and power capacity in BHP Make: KSB, CRI, Kirtosker, Crompton Greeve, Lubi) Discharge Power Capacity Capacity (LPM) (BHP) | 1050 20 | Each | 212534
Water Supply | 20.122.15 | Supplying, erection, testing and commissioning of Horizontal motor pumping set for clear water having head 45. 00 m as per the indicated requirements of discharge in LPM and power capacity in BHP Make: KSB, CRI, Kirtosker, Crompton Greeve, Lubi) Discharge Power Capacity Capacity (LPM) (BHP) | 1100 20 | Each | 212534
Water Supply | 20.122.16 | Supplying, erection, testing and commissioning of Horizontal motor pumping set for clear water having head 45. 00 m as per the indicated requirements of discharge in LPM and power capacity in BHP Make: KSB, CRI, Kirtosker, Crompton Greeve, Lubi) Discharge Power Capacity Capacity (LPM) (BHP) | 1150 20 | Each | 212534
Water Supply | 20.122.17 | Supplying, erection, testing and commissioning of Horizontal motor pumping set for clear water having head 45. 00 m as per the indicated requirements of discharge in LPM and power capacity in BHP Make: KSB, CRI, Kirtosker, Crompton Greeve, Lubi) Discharge Power Capacity Capacity (LPM) (BHP) | 1200 20 | Each | 212534
Water Supply | 20.122.18 | Supplying, erection, testing and commissioning of Horizontal motor pumping set for clear water having head 45. 00 m as per the indicated requirements of discharge in LPM and power capacity in BHP Make: KSB, CRI, Kirtosker, Crompton Greeve, Lubi) Discharge Power Capacity Capacity (LPM) (BHP) | 1250 20 | Each | 212534
Water Supply | 20.122.19 | Supplying, erection, testing and commissioning of Horizontal motor pumping set for clear water having head 45. 00 m as per the indicated requirements of discharge in LPM and power capacity in BHP Make: KSB, CRI, Kirtosker, Crompton Greeve, Lubi) Discharge Power Capacity Capacity (LPM) (BHP) | 1300 25 | Each | 268720
Water Supply | 20.122.20 | Supplying, erection, testing and commissioning of Horizontal motor pumping set for clear water having head 45. 00 m as per the indicated requirements of discharge in LPM and power capacity in BHP Make: KSB, CRI, Kirtosker, Crompton Greeve, Lubi) Discharge Power Capacity Capacity (LPM) (BHP) | 1350 25 | Each | 268720
Water Supply | 20.122.21 | Supplying, erection, testing and commissioning of Horizontal motor pumping set for clear water having head 45. 00 m as per the indicated requirements of discharge in LPM and power capacity in BHP Make: KSB, CRI, Kirtosker, Crompton Greeve, Lubi) Discharge Power Capacity Capacity (LPM) (BHP) | 1400 25 | Each | 268720
Water Supply | 20.122.22 | Supplying, erection, testing and commissioning of Horizontal motor pumping set for clear water having head 45. 00 m as per the indicated requirements of discharge in LPM and power capacity in BHP Make: KSB, CRI, Kirtosker, Crompton Greeve, Lubi) Discharge Power Capacity Capacity (LPM) (BHP) | 1450 25 | Each | 268720
Water Supply | 20.122.23 | Supplying, erection, testing and commissioning of Horizontal motor pumping set for clear water having head 45. 00 m as per the indicated requirements of discharge in LPM and power capacity in BHP Make: KSB, CRI, Kirtosker, Crompton Greeve, Lubi) Discharge Power Capacity Capacity (LPM) (BHP) | 1500 25 | Each | 268720
Water Supply | 20.122.24 | Supplying, erection, testing and commissioning of Horizontal motor pumping set for clear water having head 45. 00 m as per the indicated requirements of discharge in LPM and power capacity in BHP Make: KSB, CRI, Kirtosker, Crompton Greeve, Lubi) Discharge Power Capacity Capacity (LPM) (BHP) | 1550 25 | Each | 268720
Water Supply | 20.122.25 | Supplying, erection, testing and commissioning of Horizontal motor pumping set for clear water having head 45. 00 m as per the indicated requirements of discharge in LPM and power capacity in BHP Make: KSB, CRI, Kirtosker, Crompton Greeve, Lubi) Discharge Power Capacity Capacity (LPM) (BHP) | 1600 30 | Each | 324906
Water Supply | 20.122.26 | Supplying, erection, testing and commissioning of Horizontal motor pumping set for clear water having head 45. 00 m as per the indicated requirements of discharge in LPM and power capacity in BHP Make: KSB, CRI, Kirtosker, Crompton Greeve, Lubi) Discharge Power Capacity Capacity (LPM) (BHP) | 1650 30 | Each | 324906
Water Supply | 20.122.27 | Supplying, erection, testing and commissioning of Horizontal motor pumping set for clear water having head 45. 00 m as per the indicated requirements of discharge in LPM and power capacity in BHP Make: KSB, CRI, Kirtosker, Crompton Greeve, Lubi) Discharge Power Capacity Capacity (LPM) (BHP) | 1700 30 | Each | 324906
Water Supply | 20.122.28 | Supplying, erection, testing and commissioning of Horizontal motor pumping set for clear water having head 45. 00 m as per the indicated requirements of discharge in LPM and power capacity in BHP Make: KSB, CRI, Kirtosker, Crompton Greeve, Lubi) Discharge Power Capacity Capacity (LPM) (BHP) | 1750 30 | Each | 324906
Water Supply | 20.122.29 | Supplying, erection, testing and commissioning of Horizontal motor pumping set for clear water having head 45. 00 m as per the indicated requirements of discharge in LPM and power capacity in BHP Make: KSB, CRI, Kirtosker, Crompton Greeve, Lubi) Discharge Power Capacity Capacity (LPM) (BHP) | 1800 30 | Each | 324906
Water Supply | 20.122.30 | Supplying, erection, testing and commissioning of Horizontal motor pumping set for clear water having head 45. 00 m as per the indicated requirements of discharge in LPM and power capacity in BHP Make: KSB, CRI, Kirtosker, Crompton Greeve, Lubi) Discharge Power Capacity Capacity (LPM) (BHP) | 1850 30 | Each | 324906
Water Supply | 20.122.31 | Supplying, erection, testing and commissioning of Horizontal motor pumping set for clear water having head 45. 00 m as per the indicated requirements of discharge in LPM and power capacity in BHP Make: KSB, CRI, Kirtosker, Crompton Greeve, Lubi) Discharge Power Capacity Capacity (LPM) (BHP) | 1900 35 | Each | 381092
Water Supply | 20.122.32 | Supplying, erection, testing and commissioning of Horizontal motor pumping set for clear water having head 45. 00 m as per the indicated requirements of discharge in LPM and power capacity in BHP Make: KSB, CRI, Kirtosker, Crompton Greeve, Lubi) Discharge Power Capacity Capacity (LPM) (BHP) | 1950 35 | Each | 381092
Water Supply | 20.122.33 | Supplying, erection, testing and commissioning of Horizontal motor pumping set for clear water having head 45. 00 m as per the indicated requirements of discharge in LPM and power capacity in BHP Make: KSB, CRI, Kirtosker, Crompton Greeve, Lubi) Discharge Power Capacity Capacity (LPM) (BHP) | 2000 35 | Each | 381092
Water Supply | 20.122.34 | Supplying, erection, testing and commissioning of Horizontal motor pumping set for clear water having head 45. 00 m as per the indicated requirements of discharge in LPM and power capacity in BHP Make: KSB, CRI, Kirtosker, Crompton Greeve, Lubi) Discharge Power Capacity Capacity (LPM) (BHP) | 2050 35 | Each | 381092
Water Supply | 20.122.35 | Supplying, erection, testing and commissioning of Horizontal motor pumping set for clear water having head 45. 00 m as per the indicated requirements of discharge in LPM and power capacity in BHP Make: KSB, CRI, Kirtosker, Crompton Greeve, Lubi) Discharge Power Capacity Capacity (LPM) (BHP) | 2100 35 | Each | 381092
Water Supply | 20.122.36 | Supplying, erection, testing and commissioning of Horizontal motor pumping set for clear water having head 45. 00 m as per the indicated requirements of discharge in LPM and power capacity in BHP Make: KSB, CRI, Kirtosker, Crompton Greeve, Lubi) Discharge Power Capacity Capacity (LPM) (BHP) | 2150 35 | Each | 381092
Water Supply | 20.122.37 | Supplying, erection, testing and commissioning of Horizontal motor pumping set for clear water having head 45. 00 m as per the indicated requirements of discharge in LPM and power capacity in BHP Make: KSB, CRI, Kirtosker, Crompton Greeve, Lubi) Discharge Power Capacity Capacity (LPM) (BHP) | 2200 40 | Each | 437278
Water Supply | 20.122.38 | Supplying, erection, testing and commissioning of Horizontal motor pumping set for clear water having head 45. 00 m as per the indicated requirements of discharge in LPM and power capacity in BHP Make: KSB, CRI, Kirtosker, Crompton Greeve, Lubi) Discharge Power Capacity Capacity (LPM) (BHP) | 2250 40 | Each | 437278
Water Supply | 20.122.39 | Supplying, erection, testing and commissioning of Horizontal motor pumping set for clear water having head 45. 00 m as per the indicated requirements of discharge in LPM and power capacity in BHP Make: KSB, CRI, Kirtosker, Crompton Greeve, Lubi) Discharge Power Capacity Capacity (LPM) (BHP) | 2300 40 | Each | 437278
Water Supply | 20.122.40 | Supplying, erection, testing and commissioning of Horizontal motor pumping set for clear water having head 45. 00 m as per the indicated requirements of discharge in LPM and power capacity in BHP Make: KSB, CRI, Kirtosker, Crompton Greeve, Lubi) Discharge Power Capacity Capacity (LPM) (BHP) | 2350 40 | Each | 437278
Water Supply | 20.122.41 | Supplying, erection, testing and commissioning of Horizontal motor pumping set for clear water having head 45. 00 m as per the indicated requirements of discharge in LPM and power capacity in BHP Make: KSB, CRI, Kirtosker, Crompton Greeve, Lubi) Discharge Power Capacity Capacity (LPM) (BHP) | 2400 40 | Each | 437278
Water Supply | 20.122.42 | Supplying, erection, testing and commissioning of Horizontal motor pumping set for clear water having head 45. 00 m as per the indicated requirements of discharge in LPM and power capacity in BHP Make: KSB, CRI, Kirtosker, Crompton Greeve, Lubi) Discharge Power Capacity Capacity (LPM) (BHP) | 2450 40 | Each | 437278
Water Supply | 20.123.1 | Supplying, erection, testing and commissioning of Horizontal motor pumping set for clear water having head 50. 00 m as per the indicated requirements of discharge in LPM and power capacity in BHP Make: KSB, CRI, Kirlosker, Crompton Greeve, Lubi) Discharge Power Capacity Capacity (LPM) (BHP) | 400 7.5 | Each | 119720
Water Supply | 20.123.2 | Supplying, erection, testing and commissioning of Horizontal motor pumping set for clear water having head 50. 00 m as per the indicated requirements of discharge in LPM and power capacity in BHP Make: KSB, CRI, Kirlosker, Crompton Greeve, Lubi) Discharge Power Capacity Capacity (LPM) (BHP) | 450 10 | Each | 125943
Water Supply | 20.123.3 | Supplying, erection, testing and commissioning of Horizontal motor pumping set for clear water having head 50. 00 m as per the indicated requirements of discharge in LPM and power capacity in BHP Make: KSB, CRI, Kirlosker, Crompton Greeve, Lubi) Discharge Power Capacity Capacity (LPM) (BHP) | 500 10 | Each | 125943
Water Supply | 20.123.4 | Supplying, erection, testing and commissioning of Horizontal motor pumping set for clear water having head 50. 00 m as per the indicated requirements of discharge in LPM and power capacity in BHP Make: KSB, CRI, Kirlosker, Crompton Greeve, Lubi) Discharge Power Capacity Capacity (LPM) (BHP) | 550 10 | Each | 125943
Water Supply | 20.123.5 | Supplying, erection, testing and commissioning of Horizontal motor pumping set for clear water having head 50. 00 m as per the indicated requirements of discharge in LPM and power capacity in BHP Make: KSB, CRI, Kirlosker, Crompton Greeve, Lubi) Discharge Power Capacity Capacity (LPM) (BHP) | 600 12.5 | Each | 148999
Water Supply | 20.123.6 | Supplying, erection, testing and commissioning of Horizontal motor pumping set for clear water having head 50. 00 m as per the indicated requirements of discharge in LPM and power capacity in BHP Make: KSB, CRI, Kirlosker, Crompton Greeve, Lubi) Discharge Power Capacity Capacity (LPM) (BHP) | 650 12.5 | Each | 148999
Water Supply | 20.123.7 | Supplying, erection, testing and commissioning of Horizontal motor pumping set for clear water having head 50. 00 m as per the indicated requirements of discharge in LPM and power capacity in BHP Make: KSB, CRI, Kirlosker, Crompton Greeve, Lubi) Discharge Power Capacity Capacity (LPM) (BHP) | 700 12.5 | Each | 148999
Water Supply | 20.123.8 | Supplying, erection, testing and commissioning of Horizontal motor pumping set for clear water having head 50. 00 m as per the indicated requirements of discharge in LPM and power capacity in BHP Make: KSB, CRI, Kirlosker, Crompton Greeve, Lubi) Discharge Power Capacity Capacity (LPM) (BHP) | 750 15 | Each | 156348
Water Supply | 20.123.9 | Supplying, erection, testing and commissioning of Horizontal motor pumping set for clear water having head 50. 00 m as per the indicated requirements of discharge in LPM and power capacity in BHP Make: KSB, CRI, Kirlosker, Crompton Greeve, Lubi) Discharge Power Capacity Capacity (LPM) (BHP) | 800 15 | Each | 156348
Water Supply | 20.123.10 | Supplying, erection, testing and commissioning of Horizontal motor pumping set for clear water having head 50. 00 m as per the indicated requirements of discharge in LPM and power capacity in BHP Make: KSB, CRI, Kirlosker, Crompton Greeve, Lubi) Discharge Power Capacity Capacity (LPM) (BHP) | 850 15 | Each | 156348
Water Supply | 20.123.11 | Supplying, erection, testing and commissioning of Horizontal motor pumping set for clear water having head 50. 00 m as per the indicated requirements of discharge in LPM and power capacity in BHP Make: KSB, CRI, Kirlosker, Crompton Greeve, Lubi) Discharge Power Capacity Capacity (LPM) (BHP) | 900 17.5 | Each | 184441
Water Supply | 20.123.12 | Supplying, erection, testing and commissioning of Horizontal motor pumping set for clear water having head 50. 00 m as per the indicated requirements of discharge in LPM and power capacity in BHP Make: KSB, CRI, Kirlosker, Crompton Greeve, Lubi) Discharge Power Capacity Capacity (LPM) (BHP) | 950 17.5 | Each | 184441
Water Supply | 20.123.13 | Supplying, erection, testing and commissioning of Horizontal motor pumping set for clear water having head 50. 00 m as per the indicated requirements of discharge in LPM and power capacity in BHP Make: KSB, CRI, Kirlosker, Crompton Greeve, Lubi) Discharge Power Capacity Capacity (LPM) (BHP) | 1000 20 | Each | 212534
Water Supply | 20.123.14 | Supplying, erection, testing and commissioning of Horizontal motor pumping set for clear water having head 50. 00 m as per the indicated requirements of discharge in LPM and power capacity in BHP Make: KSB, CRI, Kirlosker, Crompton Greeve, Lubi) Discharge Power Capacity Capacity (LPM) (BHP) | 1050 20 | Each | 212534
Water Supply | 20.123.15 | Supplying, erection, testing and commissioning of Horizontal motor pumping set for clear water having head 50. 00 m as per the indicated requirements of discharge in LPM and power capacity in BHP Make: KSB, CRI, Kirlosker, Crompton Greeve, Lubi) Discharge Power Capacity Capacity (LPM) (BHP) | 1100 20 | Each | 212534
Water Supply | 20.123.16 | Supplying, erection, testing and commissioning of Horizontal motor pumping set for clear water having head 50. 00 m as per the indicated requirements of discharge in LPM and power capacity in BHP Make: KSB, CRI, Kirlosker, Crompton Greeve, Lubi) Discharge Power Capacity Capacity (LPM) (BHP) | 1150 25 | Each | 268720
Water Supply | 20.123.17 | Supplying, erection, testing and commissioning of Horizontal motor pumping set for clear water having head 50. 00 m as per the indicated requirements of discharge in LPM and power capacity in BHP Make: KSB, CRI, Kirlosker, Crompton Greeve, Lubi) Discharge Power Capacity Capacity (LPM) (BHP) | 1200 25 | Each | 268720
Water Supply | 20.123.18 | Supplying, erection, testing and commissioning of Horizontal motor pumping set for clear water having head 50. 00 m as per the indicated requirements of discharge in LPM and power capacity in BHP Make: KSB, CRI, Kirlosker, Crompton Greeve, Lubi) Discharge Power Capacity Capacity (LPM) (BHP) | 1250 25 | Each | 268720
Water Supply | 20.123.19 | Supplying, erection, testing and commissioning of Horizontal motor pumping set for clear water having head 50. 00 m as per the indicated requirements of discharge in LPM and power capacity in BHP Make: KSB, CRI, Kirlosker, Crompton Greeve, Lubi) Discharge Power Capacity Capacity (LPM) (BHP) | 1300 25 | Each | 268720
Water Supply | 20.123.20 | Supplying, erection, testing and commissioning of Horizontal motor pumping set for clear water having head 50. 00 m as per the indicated requirements of discharge in LPM and power capacity in BHP Make: KSB, CRI, Kirlosker, Crompton Greeve, Lubi) Discharge Power Capacity Capacity (LPM) (BHP) | 1350 25 | Each | 268720
Water Supply | 20.123.21 | Supplying, erection, testing and commissioning of Horizontal motor pumping set for clear water having head 50. 00 m as per the indicated requirements of discharge in LPM and power capacity in BHP Make: KSB, CRI, Kirlosker, Crompton Greeve, Lubi) Discharge Power Capacity Capacity (LPM) (BHP) | 1400 25 | Each | 268720
Water Supply | 20.123.22 | Supplying, erection, testing and commissioning of Horizontal motor pumping set for clear water having head 50. 00 m as per the indicated requirements of discharge in LPM and power capacity in BHP Make: KSB, CRI, Kirlosker, Crompton Greeve, Lubi) Discharge Power Capacity Capacity (LPM) (BHP) | 1450 30 | Each | 324906
Water Supply | 20.123.23 | Supplying, erection, testing and commissioning of Horizontal motor pumping set for clear water having head 50. 00 m as per the indicated requirements of discharge in LPM and power capacity in BHP Make: KSB, CRI, Kirlosker, Crompton Greeve, Lubi) Discharge Power Capacity Capacity (LPM) (BHP) | 1500 30 | Each | 324906
Water Supply | 20.123.24 | Supplying, erection, testing and commissioning of Horizontal motor pumping set for clear water having head 50. 00 m as per the indicated requirements of discharge in LPM and power capacity in BHP Make: KSB, CRI, Kirlosker, Crompton Greeve, Lubi) Discharge Power Capacity Capacity (LPM) (BHP) | 1550 30 | Each | 324906
Water Supply | 20.123.25 | Supplying, erection, testing and commissioning of Horizontal motor pumping set for clear water having head 50. 00 m as per the indicated requirements of discharge in LPM and power capacity in BHP Make: KSB, CRI, Kirlosker, Crompton Greeve, Lubi) Discharge Power Capacity Capacity (LPM) (BHP) | 1600 30 | Each | 324906
Water Supply | 20.123.26 | Supplying, erection, testing and commissioning of Horizontal motor pumping set for clear water having head 50. 00 m as per the indicated requirements of discharge in LPM and power capacity in BHP Make: KSB, CRI, Kirlosker, Crompton Greeve, Lubi) Discharge Power Capacity Capacity (LPM) (BHP) | 1650 30 | Each | 324906
Water Supply | 20.123.27 | Supplying, erection, testing and commissioning of Horizontal motor pumping set for clear water having head 50. 00 m as per the indicated requirements of discharge in LPM and power capacity in BHP Make: KSB, CRI, Kirlosker, Crompton Greeve, Lubi) Discharge Power Capacity Capacity (LPM) (BHP) | 1700 35 | Each | 381092
Water Supply | 20.123.28 | Supplying, erection, testing and commissioning of Horizontal motor pumping set for clear water having head 50. 00 m as per the indicated requirements of discharge in LPM and power capacity in BHP Make: KSB, CRI, Kirlosker, Crompton Greeve, Lubi) Discharge Power Capacity Capacity (LPM) (BHP) | 1750 35 | Each | 381092
Water Supply | 20.123.29 | Supplying, erection, testing and commissioning of Horizontal motor pumping set for clear water having head 50. 00 m as per the indicated requirements of discharge in LPM and power capacity in BHP Make: KSB, CRI, Kirlosker, Crompton Greeve, Lubi) Discharge Power Capacity Capacity (LPM) (BHP) | 1800 35 | Each | 381092
Water Supply | 20.123.30 | Supplying, erection, testing and commissioning of Horizontal motor pumping set for clear water having head 50. 00 m as per the indicated requirements of discharge in LPM and power capacity in BHP Make: KSB, CRI, Kirlosker, Crompton Greeve, Lubi) Discharge Power Capacity Capacity (LPM) (BHP) | 1850 35 | Each | 381092
Water Supply | 20.123.31 | Supplying, erection, testing and commissioning of Horizontal motor pumping set for clear water having head 50. 00 m as per the indicated requirements of discharge in LPM and power capacity in BHP Make: KSB, CRI, Kirlosker, Crompton Greeve, Lubi) Discharge Power Capacity Capacity (LPM) (BHP) | 1900 35 | Each | 381092
Water Supply | 20.123.32 | Supplying, erection, testing and commissioning of Horizontal motor pumping set for clear water having head 50. 00 m as per the indicated requirements of discharge in LPM and power capacity in BHP Make: KSB, CRI, Kirlosker, Crompton Greeve, Lubi) Discharge Power Capacity Capacity (LPM) (BHP) | 1950 40 | Each | 437278
Water Supply | 20.123.33 | Supplying, erection, testing and commissioning of Horizontal motor pumping set for clear water having head 50. 00 m as per the indicated requirements of discharge in LPM and power capacity in BHP Make: KSB, CRI, Kirlosker, Crompton Greeve, Lubi) Discharge Power Capacity Capacity (LPM) (BHP) | 2000 40 | Each | 437278
Water Supply | 20.123.34 | Supplying, erection, testing and commissioning of Horizontal motor pumping set for clear water having head 50. 00 m as per the indicated requirements of discharge in LPM and power capacity in BHP Make: KSB, CRI, Kirlosker, Crompton Greeve, Lubi) Discharge Power Capacity Capacity (LPM) (BHP) | 2050 40 | Each | 437278
Water Supply | 20.123.35 | Supplying, erection, testing and commissioning of Horizontal motor pumping set for clear water having head 50. 00 m as per the indicated requirements of discharge in LPM and power capacity in BHP Make: KSB, CRI, Kirlosker, Crompton Greeve, Lubi) Discharge Power Capacity Capacity (LPM) (BHP) | 2100 40 | Each | 437278
Water Supply | 20.123.36 | Supplying, erection, testing and commissioning of Horizontal motor pumping set for clear water having head 50. 00 m as per the indicated requirements of discharge in LPM and power capacity in BHP Make: KSB, CRI, Kirlosker, Crompton Greeve, Lubi) Discharge Power Capacity Capacity (LPM) (BHP) | 2150 40 | Each | 437278
Water Supply | 20.123.37 | Supplying, erection, testing and commissioning of Horizontal motor pumping set for clear water having head 50. 00 m as per the indicated requirements of discharge in LPM and power capacity in BHP Make: KSB, CRI, Kirlosker, Crompton Greeve, Lubi) Discharge Power Capacity Capacity (LPM) (BHP) | 2200 40 | Each | 437278
Water Supply | 20.123.38 | Supplying, erection, testing and commissioning of Horizontal motor pumping set for clear water having head 50. 00 m as per the indicated requirements of discharge in LPM and power capacity in BHP Make: KSB, CRI, Kirlosker, Crompton Greeve, Lubi) Discharge Power Capacity Capacity (LPM) (BHP) | 2250 45 | Each | 465371
Water Supply | 20.123.39 | Supplying, erection, testing and commissioning of Horizontal motor pumping set for clear water having head 50. 00 m as per the indicated requirements of discharge in LPM and power capacity in BHP Make: KSB, CRI, Kirlosker, Crompton Greeve, Lubi) Discharge Power Capacity Capacity (LPM) (BHP) | 2300 45 | Each | 465371
Water Supply | 20.123.40 | Supplying, erection, testing and commissioning of Horizontal motor pumping set for clear water having head 50. 00 m as per the indicated requirements of discharge in LPM and power capacity in BHP Make: KSB, CRI, Kirlosker, Crompton Greeve, Lubi) Discharge Power Capacity Capacity (LPM) (BHP) | 2350 45 | Each | 465371
Water Supply | 20.123.41 | Supplying, erection, testing and commissioning of Horizontal motor pumping set for clear water having head 50. 00 m as per the indicated requirements of discharge in LPM and power capacity in BHP Make: KSB, CRI, Kirlosker, Crompton Greeve, Lubi) Discharge Power Capacity Capacity (LPM) (BHP) | 2400 45 | Each | 465371
Water Supply | 20.123.42 | Supplying, erection, testing and commissioning of Horizontal motor pumping set for clear water having head 50. 00 m as per the indicated requirements of discharge in LPM and power capacity in BHP Make: KSB, CRI, Kirlosker, Crompton Greeve, Lubi) Discharge Power Capacity Capacity (LPM) (BHP) | 2450 45 | Each | 465371
Sewerage and Drainage | 21.1 | Clay puddle, weathered and tempered, laid and consolidated on the flat or on the slope to correct template and levels or thickness as shall be required by the Engineer-in-charge. Note: Only weathered and tempered clay of quality to be approved by the Engineer-in-charge shall be allowed to be used. The rate includes the cost of all forms and shuttering required for the placing and supporting of the puddle and for filling in all cracks and scoured out holes or channels, etc. formed in puddle and finishing to an accurate smooth surface to the plate puddle and finishing to an accurate smooth surface to the plate. A. Dismantling and Demolition |  | Cum | 319
Sewerage and Drainage | 21.7 | First class flat brick 7. 50 cm thick laid in reimbursements in and on lime mortar on sides of drains and in other work where required over lime concrete or other foundations. All joints to be left completely filled and struck flush |  | 10 Sqm | 3600
Sewerage and Drainage | 21.8 | First class flat brick 7.50 cm thick laid in reimbursements in and on 1:4 cement sand mortar as above |  | 10 Sqm | 3846
Sewerage and Drainage | 21.9 | First class brick on edge 1 1.50c m thick laid in reimbursements in and on lime mortar on sides of drains and in other work where required over lime concrete or other foundation, all joints to be left complete filled and struck flush |  | 10 Sqm | 5189
Sewerage and Drainage | 21.10 | First class brick on edge 11.50 cm thick laid in reimbursements in and on 1: 6 cement sand mortar as above |  | 10 Sqm | 5054
Sewerage and Drainage | 21.11 | First class brick on edge 11.50 cm thick laid in reimbursements in and on 1:5 cement sand mortar as above |  | 10 Sqm | 5506
Sewerage and Drainage | 21.12 | First class brick on edge 11.50 cm thick laid in reimbursements in and on 1:4 cement sand mortar as above. NOTES: (i) The rates laid down for items 21.5 to 21.12 cover all reimbursements to drains and any strips ribs and edgings of narrow width en-closing areas to be paved with dry brick on edge or on flal The rates also include all extra work involved in laying narrow strips 7.50 cm X 11.50 cm or 23 cm wide only along side the drains and for all curves, bends, slopes and changes of slopes and other works involving added labour or material also for all irregular areas and the cutting, fitting and wastage of bricks required for such work. No extra will be payable for any special difficult or complicated work required to be executed. (ii) In all cases of brick on flat or brick on edge reimbursements of pitching in lime, or cement mortar, a layer of mortar not less than 6mm thick shall be placed underneath the bricks and the bricks shall be embedded therein. This is covered by the rate. All joints between the brick and along outer and inner sides of reimbursements shall be completely filled with mortar. (iii) In the event of cement pointing being ordered in writing to be carried out for any flooring or pitching specified in item 21.3 to 21.12 the appropriate rate laid down for such work in this schedule shall be allowed as an extra otherwise the external surface of the exposed joints shall be struck flush as the work proceeds and left perfectly smooth. (iv) All joints for items 21.3 to 21.12 inclusive shall be specially thin joints not exceeding 5 mm width. (v) The rates laid down above for items 21.3 to 21.12 do not include the cost of the lime concrete brick ballast or other foundations under the flooring and pitching. Flooring and Paving |  | 10 Sqm | 5349
Sewerage and Drainage | 21.13 | First class dry flat brick flooring or paving in ordinary bonded courses or in herring bone or other special courses or bond laid to template over rammed and dressed foundation and to correct longitudinal and cross slopes as shall be required by the Engineer-in-charge. All joints shall be thoroughly filled with dry sand grouting which shall be applied to a thickness of not than 20 mm over the surface of the flooring and brushed into the joints. All joints shall be fully filled with sand |  | 10 Sqm | 3341
Sewerage and Drainage | 21.14 | First class dry brick on edge flooring or paving in ordinary bounded courses or bound, laid as described in item no.21.13 |  | 10 Sqm | 5060
Sewerage and Drainage | 21.15 | First class flat brick paving or flooring laid over and in lime mortar in ordinary bonded courses or in herring bone or other special courses, to templates overdressed foundation and to correct longitudinal and cross slopes as shall be required by the engineer-charge. All joints shall be fiUed with mortar and struck flushed as the work proceeds |  | 10 Sqm | 3544
Sewerage and Drainage | 21.16 | First class flat brick paving flooring in cement sand mortar 1:6 laid as described in item no 21.15 |  | 10 Sqm | 3450
Sewerage and Drainage | 21.17 | First class flat brick paving or flooring laid over and in cement sand mortar 1:5 laid as described in item No. 21.15 |  | 10 Sqm | 3522
Sewerage and Drainage | 21.18 | First class brick on edge paying or flooring laid over and in lime mortar laid as described in item No. 21.15 |  | 10 Sqm | 4872
Sewerage and Drainage | 21.19 | First class brick on edge paying or flooring laid over and in Cement sand mortar 1:6 laid as described in item No. 21.15 |  | 10 Sqm | 4743
Sewerage and Drainage | 21.20 | First class brick on edge paying or flooring laid over and in Cement sand mortar 1:5 laid as described in item No. 21.15 |  | 10 Sqm | 4842
Sewerage and Drainage | 21.21 | First class brick on edge paying or flooring laid over and in Cement sand mortar 1:4 laid as described in item No. 21.15 |  | 10 Sqm | 4941
Sewerage and Drainage | 21.22 | Extra over and above the rates for item No 21.13 to 21.21 inclusive for pitching on the slope to sullage drains above cunnetes and to storm water channels etc. where required Notes: (i) The rates laid down for item Nos. 21.13 to 21.22 include the cost of herring bone and other special bonding and curved work, comers, curves, longitudinal and cross slopes, cambers cutting, shaping and wastage of bricks to fit irregular areas and other special works, all bricks shall be laid with best side exposed. (ii) In cases of item Nos.21.13 to 21.14 the rates include for a thin layer of clay or mud plaster from 6mm to 10 mm thick laid to correct templates and levels underneath the bricks which should be carefully set into the mud plaster. (iii) In case of items 21.15 to 21.22 the rats include the provision of homogenous layer of mortar not less than 6 mm thick under the whole of the flooring or paving into which the bricks shall be carefully set and embedded when laid. (iv) The joints of the flooring and paving specified in items 21.15 to 21.22 shall be fine and the maximum width shall not exceed 5 mm. All bricks shall be laid with the best side exposed and the rates cover the cost of cutting and trimming the bricks where necessary in order to ensure good bond and specified fine thickness of joints. (v) In the event of the Engineer-in-charge giving orders in writing for cement pointing to be applied to the exposed surface of any flooring or paving the appropriate rate for such work will be allowed as laid down in the schedule otherwise the external surface of the joints shall be struck flush as the work proceeds and left perfectly smooth. (vi) The rates laid down for items 21.15 to 21.22 do not include the cost of the lime concrete brick ballast or other foundation under the flooring and pitching. (vii) The rates for item No.21.22 includes for any special profiles or strips laid to these specification even though the width of such strips or profiles may be only 11.5 cm or 23 cm and no extra over and above the rates laid down will be paid for such work |  | 10 Sqm | 140
Sewerage and Drainage | 21.23 | Brick ballast, well or over burnt broken and screened through a 32mm x 32mm square mesh screen laid consolidated and rammed to a finished thickness of 50mm to template and levels to correct longitudinal slopes, cross slopes cambers, etc. under paving or flooring |  | 10 Sqm | 547
Sewerage and Drainage | 21.24 | Brick ballast, well or over burnt broken and screened through a 32mm x 32mm square mesh screen laid consolidated and rammed to a finished thickness of 75mm as above |  | 10 Sqm | 820
Sewerage and Drainage | 21.25 | Clay concrete, consisting of 100 parts by volume of well burnt or over burnt brick ballast screened through 32mm x 32mm square mesh screen mixed with 33 parts by volume of fine buddle clay, thoroughly mixed laid, consolidated and rammed to a finished thickness of 50mm to templates and levels and to a correct longitudinal slopes, cross slopes, cambers, etc., under paying or flooring as shall be required by the Engineer-in- charge |  | 10 Sqm | 518
Sewerage and Drainage | 21.26 | Clay concrete as above but laid consolidated and rammed to a finished thickness of 75mm as above. C. FIXING INCLUDING CARRIAGE |  | 10 Sqm | 901
Sewerage and Drainage | 21.27.1 | Fixing 560mm, 500mm and 450mm internal diameter circular or 455mm x 610mm clear inside opening rectangular cast iron manhole cover and frame including carriage from the stores of the engineer-in-charge to site of work loading, unloading including stacking and setting the same to correct lines and levels in 1:2 cement sand mortar over manhole etc | Heavy duty Circular 560 mm or 500 mm i/d (weight as per I.S.I.) | Each | 406
Sewerage and Drainage | 21.27.2 | Fixing 560mm, 500mm and 450mm internal diameter circular or 455mm x 610mm clear inside opening rectangular cast iron manhole cover and frame including carriage from the stores of the engineer-in-charge to site of work loading, unloading including stacking and setting the same to correct lines and levels in 1:2 cement sand mortar over manhole etc | Medium duty Circular 560 mm or 500 mm i/d (weight as per I.S.I.) | Each | 361
Sewerage and Drainage | 21.27.3 | Fixing 560mm, 500mm and 450mm internal diameter circular or 455mm x 610mm clear inside opening rectangular cast iron manhole cover and frame including carriage from the stores of the engineer-in-charge to site of work loading, unloading including stacking and setting the same to correct lines and levels in 1:2 cement sand mortar over manhole etc | Light duty rectangular, single seal pattern 1455mm x 610 mm clear inside opening or circular 500 mm or 450 mm dia (weight as per LS.I) | Each | 198
Sewerage and Drainage | 21.28 | Providing & fixing steel bar embedded plastic steps of size 263mm x 165mm of orange colour, confirming to specification in pump chambers, manholes etc., having minimum 3mm thick polypropylene polymer confirming to is:10910 encapsulated on 12mm dia ribbed steel bars per IS: 1786. The rate include cost of setting the same to correct lines and levels duly embedded in 1:2:4 cement concrete including carriage, loading, uploading, stacking, handling, re-handling etc., complete in all respect to the satisfaction of Engineer-in-charge |  | Each | 334
Sewerage and Drainage | 21.29.1 | Fixing or heavy cast iron automatic siphon with fittings including carriage from the stores of engineer-in-charge to site of works, loading and unloading fixing and setting the same to correct lines and levels in 1:2 cement sand mortar in automatic flushing tanks if required | 80 mm internal diametre siphon | Each | 603
Sewerage and Drainage | 21.29.2 | Fixing or heavy cast iron automatic siphon with fittings including carriage from the stores of engineer-in-charge to site of works, loading and unloading fixing and setting the same to correct lines and levels in 1:2 cement sand mortar in automatic flushing tanks if required | 100 mm internal diametre siphon | Each | 723
Sewerage and Drainage | 21.32.1 | Painting two coats excluding priming coat with ready mixed paint for metallic surfaces in all shades on new works | 150 mm internal diametre vent shaft | Metre | 74
Sewerage and Drainage | 21.33.1 | Painting one coat ready mixed paint for metallic surfaces in all shades on new works | 150 mm internal diametre vent shaft | Metre | 32
Sewerage and Drainage | 21.33.2 | Painting one coat ready mixed paint for metallic surfaces in all shades on new works | 250 mm internal diametre vent shaft | Metre | 52
Sewerage and Drainage | 21.33.3 | Painting one coat ready mixed paint for metallic surfaces in all shades on new works | 300 mm internal diametre vent shaft | Metre | 62
Sewerage and Drainage | 21.34.1 | Painting two coats with anti-corrosive bitumastic paint on new work to give an even shade | 150 mm internal diametre vent shaft | Metre | 66
Sewerage and Drainage | 21.34.2 | Painting two coats with anti-corrosive bitumastic paint on new work to give an even shade | 250 mm internal diametre vent shaft | Metre | 107
Sewerage and Drainage | 21.34.3 | Painting two coats with anti-corrosive bitumastic paint on new work to give an even shade | 300 mm internal diametre vent shaft | Metre | 127
Sewerage and Drainage | 21.35.1 | Painting one coat with anti-corrosive bitumastic paint on old work to give an even shade | 150 mm internal diametre vent shaft | Metre | 31
Sewerage and Drainage | 21.35.2 | Painting one coat with anti-corrosive bitumastic paint on old work to give an even shade | 250 mm internal diametre vent shaft | Metre | 51
Sewerage and Drainage | 21.35.3 | Painting one coat with anti-corrosive bitumastic paint on old work to give an even shade | 300 mm internal diametre vent shaft | Metre | 61
Sewerage and Drainage | 21.36 | Finishing R.C.C. vent shafts minimum 200 mm internal diameter with exterior decorative cement based paints on new work two coats to give an even finish |  | Each | 909
Sewerage and Drainage | 21.37 | Finishing R.C. C. vent shafts as per item No 21.36 above with exterior decorative cement based paints on old work done so as to give an even shade. E. SALT GLAZED STONEWARE PIPE SEWERS AND DRAINS |  | Each | 778
Sewerage and Drainage | 21.39.1 | Jointing and fixing salt glazed stoneware pipes and special in trenches using cement sand mortar 1:1 and best white Italian tarred hemp/yam including finishing and trowel ling of each joint at an angle of 45 degrees with the longitudinal axis of the pipes, watering, keeping the joints covered and wetted till the same are cured, testing the sewer lines for leakages and making all leakages and defect good, complete as laid down in the contract specifications | 100 mm internal diametre of sewer | Joint | 45
Sewerage and Drainage | 21.39.2 | Jointing and fixing salt glazed stoneware pipes and special in trenches using cement sand mortar 1:1 and best white Italian tarred hemp/yam including finishing and trowel ling of each joint at an angle of 45 degrees with the longitudinal axis of the pipes, watering, keeping the joints covered and wetted till the same are cured, testing the sewer lines for leakages and making all leakages and defect good, complete as laid down in the contract specifications | 150 mm internal diametre of sewer | Joint | 64
Sewerage and Drainage | 21.39.3 | Jointing and fixing salt glazed stoneware pipes and special in trenches using cement sand mortar 1:1 and best white Italian tarred hemp/yam including finishing and trowel ling of each joint at an angle of 45 degrees with the longitudinal axis of the pipes, watering, keeping the joints covered and wetted till the same are cured, testing the sewer lines for leakages and making all leakages and defect good, complete as laid down in the contract specifications | 175 mm internal diametre of sewer | Joint | 73
Sewerage and Drainage | 21.39.4 | Jointing and fixing salt glazed stoneware pipes and special in trenches using cement sand mortar 1:1 and best white Italian tarred hemp/yam including finishing and trowel ling of each joint at an angle of 45 degrees with the longitudinal axis of the pipes, watering, keeping the joints covered and wetted till the same are cured, testing the sewer lines for leakages and making all leakages and defect good, complete as laid down in the contract specifications | 200 mm internal diametre of sewer | Joint | 84
Sewerage and Drainage | 21.39.5 | Jointing and fixing salt glazed stoneware pipes and special in trenches using cement sand mortar 1:1 and best white Italian tarred hemp/yam including finishing and trowel ling of each joint at an angle of 45 degrees with the longitudinal axis of the pipes, watering, keeping the joints covered and wetted till the same are cured, testing the sewer lines for leakages and making all leakages and defect good, complete as laid down in the contract specifications | 225 mm internal diametre of sewer | Joint | 95
Sewerage and Drainage | 21.39.6 | Jointing and fixing salt glazed stoneware pipes and special in trenches using cement sand mortar 1:1 and best white Italian tarred hemp/yam including finishing and trowel ling of each joint at an angle of 45 degrees with the longitudinal axis of the pipes, watering, keeping the joints covered and wetted till the same are cured, testing the sewer lines for leakages and making all leakages and defect good, complete as laid down in the contract specifications | 250 mm internal diametre of sewer | Joint | 122
Sewerage and Drainage | 21.39.7 | Jointing and fixing salt glazed stoneware pipes and special in trenches using cement sand mortar 1:1 and best white Italian tarred hemp/yam including finishing and trowel ling of each joint at an angle of 45 degrees with the longitudinal axis of the pipes, watering, keeping the joints covered and wetted till the same are cured, testing the sewer lines for leakages and making all leakages and defect good, complete as laid down in the contract specifications | 300 mm internal diametre of sewer | Joint | 148
Sewerage and Drainage | 21.39.8 | Jointing and fixing salt glazed stoneware pipes and special in trenches using cement sand mortar 1:1 and best white Italian tarred hemp/yam including finishing and trowel ling of each joint at an angle of 45 degrees with the longitudinal axis of the pipes, watering, keeping the joints covered and wetted till the same are cured, testing the sewer lines for leakages and making all leakages and defect good, complete as laid down in the contract specifications | 350 mm internal diametre of sewer | Joint | 162
Sewerage and Drainage | 21.39.9 | Jointing and fixing salt glazed stoneware pipes and special in trenches using cement sand mortar 1:1 and best white Italian tarred hemp/yam including finishing and trowel ling of each joint at an angle of 45 degrees with the longitudinal axis of the pipes, watering, keeping the joints covered and wetted till the same are cured, testing the sewer lines for leakages and making all leakages and defect good, complete as laid down in the contract specifications | 375 mm internal diametre of sewer | Joint | 174
Sewerage and Drainage | 21.39.10 | Jointing and fixing salt glazed stoneware pipes and special in trenches using cement sand mortar 1:1 and best white Italian tarred hemp/yam including finishing and trowel ling of each joint at an angle of 45 degrees with the longitudinal axis of the pipes, watering, keeping the joints covered and wetted till the same are cured, testing the sewer lines for leakages and making all leakages and defect good, complete as laid down in the contract specifications | 400 mm internal diametre of sewer | Joint | 186
Sewerage and Drainage | 21.39.11 | Jointing and fixing salt glazed stoneware pipes and special in trenches using cement sand mortar 1:1 and best white Italian tarred hemp/yam including finishing and trowel ling of each joint at an angle of 45 degrees with the longitudinal axis of the pipes, watering, keeping the joints covered and wetted till the same are cured, testing the sewer lines for leakages and making all leakages and defect good, complete as laid down in the contract specifications | 450 mm internal diametre of sewer Notes: (i) The lime concrete in beds, benching and envelopes of all glazed stoneware pipe sewers will be paid for separately according to the measurements of the work carried out to the requirements of the Engineer-in-charge or as shown in the contract drawing, at the rates given in the Schedule of Rates, depending upon the description and specifications of the concrete. All brick ballast must be absolutely clean and free from rubbish dirt, clay etc. (ii) If any cement concrete is ordered by the Engineer-in-charge to be placed in the beds, benching, haunchings of envelopes of any glazed stoneware pipe sewers, the same will be paid for at the rates given in the Schedule of Rates for the respective specifications and description of the concrete work carried out. (iii) No extra over and above the rates of this Scheduled for lime concrete and cement concrete work in beds, benching, haunches and envelopes will be allowed by reasons of any difficulties or wastage in work or for rough shuttering or moulding. (iv) In cases where caps on sockets of branches have to be removed in order to make the joints with the next pipes no extra shall be payable for cutting and re-moving the caps | Joint | 204
Sewerage and Drainage | 21.45.1 | Jointing plain and reinforced concrete pipes and specials of all classes in trenches using collar joints jointed with 1:1 ½ cement sand mortar nearty dry heavily caulked into joints and with end dowels filled with 1:1½ cement sand mortar including facing trowelling and finishing the joints at an angle of 45 degrees with faces of collars keeping joints wet till curved testing the drain lines for leakage and making good all leakage and defects as laid down in the contract specifications complete with two spigot ends jointed to collar and internal diameter of sewer pipe or special being | 100 mm internal diametre sewer pipe | Joint | 72
Sewerage and Drainage | 21.45.2 | Jointing plain and reinforced concrete pipes and specials of all classes in trenches using collar joints jointed with 1:1 ½ cement sand mortar nearty dry heavily caulked into joints and with end dowels filled with 1:1½ cement sand mortar including facing trowelling and finishing the joints at an angle of 45 degrees with faces of collars keeping joints wet till curved testing the drain lines for leakage and making good all leakage and defects as laid down in the contract specifications complete with two spigot ends jointed to collar and internal diameter of sewer pipe or special being | 150 mm internal diametre sewer pipe | Joint | 96
Sewerage and Drainage | 21.45.3 | Jointing plain and reinforced concrete pipes and specials of all classes in trenches using collar joints jointed with 1:1 ½ cement sand mortar nearty dry heavily caulked into joints and with end dowels filled with 1:1½ cement sand mortar including facing trowelling and finishing the joints at an angle of 45 degrees with faces of collars keeping joints wet till curved testing the drain lines for leakage and making good all leakage and defects as laid down in the contract specifications complete with two spigot ends jointed to collar and internal diameter of sewer pipe or special being | 200 mm internal diametre sewer pipe | Joint | 124
Sewerage and Drainage | 21.45.4 | Jointing plain and reinforced concrete pipes and specials of all classes in trenches using collar joints jointed with 1:1 ½ cement sand mortar nearty dry heavily caulked into joints and with end dowels filled with 1:1½ cement sand mortar including facing trowelling and finishing the joints at an angle of 45 degrees with faces of collars keeping joints wet till curved testing the drain lines for leakage and making good all leakage and defects as laid down in the contract specifications complete with two spigot ends jointed to collar and internal diameter of sewer pipe or special being | 225 mm internal diametre sewer pipe | Joint | 160
Sewerage and Drainage | 21.45.5 | Jointing plain and reinforced concrete pipes and specials of all classes in trenches using collar joints jointed with 1:1 ½ cement sand mortar nearty dry heavily caulked into joints and with end dowels filled with 1:1½ cement sand mortar including facing trowelling and finishing the joints at an angle of 45 degrees with faces of collars keeping joints wet till curved testing the drain lines for leakage and making good all leakage and defects as laid down in the contract specifications complete with two spigot ends jointed to collar and internal diameter of sewer pipe or special being | 250 mm internal diametre sewer pipe | Joint | 181
Sewerage and Drainage | 21.45.6 | Jointing plain and reinforced concrete pipes and specials of all classes in trenches using collar joints jointed with 1:1 ½ cement sand mortar nearty dry heavily caulked into joints and with end dowels filled with 1:1½ cement sand mortar including facing trowelling and finishing the joints at an angle of 45 degrees with faces of collars keeping joints wet till curved testing the drain lines for leakage and making good all leakage and defects as laid down in the contract specifications complete with two spigot ends jointed to collar and internal diameter of sewer pipe or special being | 300 mm internal diametre sewer pipe | Joint | 216
Sewerage and Drainage | 21.45.7 | Jointing plain and reinforced concrete pipes and specials of all classes in trenches using collar joints jointed with 1:1 ½ cement sand mortar nearty dry heavily caulked into joints and with end dowels filled with 1:1½ cement sand mortar including facing trowelling and finishing the joints at an angle of 45 degrees with faces of collars keeping joints wet till curved testing the drain lines for leakage and making good all leakage and defects as laid down in the contract specifications complete with two spigot ends jointed to collar and internal diameter of sewer pipe or special being | 350 mm internal diametre sewer pipe | Joint | 267
Sewerage and Drainage | 21.45.8 | Jointing plain and reinforced concrete pipes and specials of all classes in trenches using collar joints jointed with 1:1 ½ cement sand mortar nearty dry heavily caulked into joints and with end dowels filled with 1:1½ cement sand mortar including facing trowelling and finishing the joints at an angle of 45 degrees with faces of collars keeping joints wet till curved testing the drain lines for leakage and making good all leakage and defects as laid down in the contract specifications complete with two spigot ends jointed to collar and internal diameter of sewer pipe or special being | 400 mm internal diametre sewer pipe | Joint | 311
Sewerage and Drainage | 21.45.9 | Jointing plain and reinforced concrete pipes and specials of all classes in trenches using collar joints jointed with 1:1 ½ cement sand mortar nearty dry heavily caulked into joints and with end dowels filled with 1:1½ cement sand mortar including facing trowelling and finishing the joints at an angle of 45 degrees with faces of collars keeping joints wet till curved testing the drain lines for leakage and making good all leakage and defects as laid down in the contract specifications complete with two spigot ends jointed to collar and internal diameter of sewer pipe or special being | 450 mm internal diametre sewer pipe | Joint | 416
Sewerage and Drainage | 21.45.10 | Jointing plain and reinforced concrete pipes and specials of all classes in trenches using collar joints jointed with 1:1 ½ cement sand mortar nearty dry heavily caulked into joints and with end dowels filled with 1:1½ cement sand mortar including facing trowelling and finishing the joints at an angle of 45 degrees with faces of collars keeping joints wet till curved testing the drain lines for leakage and making good all leakage and defects as laid down in the contract specifications complete with two spigot ends jointed to collar and internal diameter of sewer pipe or special being | 500 mm internal diametre sewer pipe | Joint | 486
Sewerage and Drainage | 21.45.11 | Jointing plain and reinforced concrete pipes and specials of all classes in trenches using collar joints jointed with 1:1 ½ cement sand mortar nearty dry heavily caulked into joints and with end dowels filled with 1:1½ cement sand mortar including facing trowelling and finishing the joints at an angle of 45 degrees with faces of collars keeping joints wet till curved testing the drain lines for leakage and making good all leakage and defects as laid down in the contract specifications complete with two spigot ends jointed to collar and internal diameter of sewer pipe or special being | 600 mm internal diametre sewer pipe | Joint | 575
Sewerage and Drainage | 21.45.12 | Jointing plain and reinforced concrete pipes and specials of all classes in trenches using collar joints jointed with 1:1 ½ cement sand mortar nearty dry heavily caulked into joints and with end dowels filled with 1:1½ cement sand mortar including facing trowelling and finishing the joints at an angle of 45 degrees with faces of collars keeping joints wet till curved testing the drain lines for leakage and making good all leakage and defects as laid down in the contract specifications complete with two spigot ends jointed to collar and internal diameter of sewer pipe or special being | 700 mm internal diametre sewer pipe | Joint | 649
Sewerage and Drainage | 21.45.13 | Jointing plain and reinforced concrete pipes and specials of all classes in trenches using collar joints jointed with 1:1 ½ cement sand mortar nearty dry heavily caulked into joints and with end dowels filled with 1:1½ cement sand mortar including facing trowelling and finishing the joints at an angle of 45 degrees with faces of collars keeping joints wet till curved testing the drain lines for leakage and making good all leakage and defects as laid down in the contract specifications complete with two spigot ends jointed to collar and internal diameter of sewer pipe or special being | BOO mm internal diametre sewer pipe | Joint | 750
Sewerage and Drainage | 21.45.14 | Jointing plain and reinforced concrete pipes and specials of all classes in trenches using collar joints jointed with 1:1 ½ cement sand mortar nearty dry heavily caulked into joints and with end dowels filled with 1:1½ cement sand mortar including facing trowelling and finishing the joints at an angle of 45 degrees with faces of collars keeping joints wet till curved testing the drain lines for leakage and making good all leakage and defects as laid down in the contract specifications complete with two spigot ends jointed to collar and internal diameter of sewer pipe or special being | 900 mm internal diametre sewer pipe | Joint | 850
Sewerage and Drainage | 21.45.15 | Jointing plain and reinforced concrete pipes and specials of all classes in trenches using collar joints jointed with 1:1 ½ cement sand mortar nearty dry heavily caulked into joints and with end dowels filled with 1:1½ cement sand mortar including facing trowelling and finishing the joints at an angle of 45 degrees with faces of collars keeping joints wet till curved testing the drain lines for leakage and making good all leakage and defects as laid down in the contract specifications complete with two spigot ends jointed to collar and internal diameter of sewer pipe or special being | 1000 mm internal diametre sewer pipe | Joint | 952
Sewerage and Drainage | 21.45.16 | Jointing plain and reinforced concrete pipes and specials of all classes in trenches using collar joints jointed with 1:1 ½ cement sand mortar nearty dry heavily caulked into joints and with end dowels filled with 1:1½ cement sand mortar including facing trowelling and finishing the joints at an angle of 45 degrees with faces of collars keeping joints wet till curved testing the drain lines for leakage and making good all leakage and defects as laid down in the contract specifications complete with two spigot ends jointed to collar and internal diameter of sewer pipe or special being | 1100 mm internal diametre sewer pipe | Joint | 1067
Sewerage and Drainage | 21.45.17 | Jointing plain and reinforced concrete pipes and specials of all classes in trenches using collar joints jointed with 1:1 ½ cement sand mortar nearty dry heavily caulked into joints and with end dowels filled with 1:1½ cement sand mortar including facing trowelling and finishing the joints at an angle of 45 degrees with faces of collars keeping joints wet till curved testing the drain lines for leakage and making good all leakage and defects as laid down in the contract specifications complete with two spigot ends jointed to collar and internal diameter of sewer pipe or special being | 1200 mm internal diametre sewer pipe | Joint | 1172
Sewerage and Drainage | 21.45.18 | Jointing plain and reinforced concrete pipes and specials of all classes in trenches using collar joints jointed with 1:1 ½ cement sand mortar nearty dry heavily caulked into joints and with end dowels filled with 1:1½ cement sand mortar including facing trowelling and finishing the joints at an angle of 45 degrees with faces of collars keeping joints wet till curved testing the drain lines for leakage and making good all leakage and defects as laid down in the contract specifications complete with two spigot ends jointed to collar and internal diameter of sewer pipe or special being | 1400 mm internal diametre sewer pipe | Joint | 1342
Sewerage and Drainage | 21.45.19 | Jointing plain and reinforced concrete pipes and specials of all classes in trenches using collar joints jointed with 1:1 ½ cement sand mortar nearty dry heavily caulked into joints and with end dowels filled with 1:1½ cement sand mortar including facing trowelling and finishing the joints at an angle of 45 degrees with faces of collars keeping joints wet till curved testing the drain lines for leakage and making good all leakage and defects as laid down in the contract specifications complete with two spigot ends jointed to collar and internal diameter of sewer pipe or special being | 1600 mm internal diametre sewer pipe | Joint | 1506
Sewerage and Drainage | 21.47.1 | Fixing cast iron or stoneware intercepting traps to be supplied by the Engineer-in-charge and embedding the same in cement concrete to the requirements of the Engineer-in-charge in screening chambers including carriage from the stores of the Engineer-in-charge | 100 mm internal diameter | Each | 296
Sewerage and Drainage | 21.47.2 | Fixing cast iron or stoneware intercepting traps to be supplied by the Engineer-in-charge and embedding the same in cement concrete to the requirements of the Engineer-in-charge in screening chambers including carriage from the stores of the Engineer-in-charge | 150 mm internal diameter | Each | 326
Sewerage and Drainage | 21.47.3 | Fixing cast iron or stoneware intercepting traps to be supplied by the Engineer-in-charge and embedding the same in cement concrete to the requirements of the Engineer-in-charge in screening chambers including carriage from the stores of the Engineer-in-charge | 200 mm internal diameter | Each | 445
Sewerage and Drainage | 21.48 | Fixing cast iron road gully grating and frame complete including carriage from the stores of the Engineer-in-charge of the works, loading, fixing and erecting the same in position to correct lines and levels in 1:2 cement sand mortar and painting of grating and frame with coal tar |  | Each | 297
Sewerage and Drainage | 21.52 | Constructing standard drain, type house connection complete consisting of concrete drain moulded and laid over lime concrete foundation rendered and finished smooth with 6mm thick rendering concrete to be of 1:3:6 parts by volume of cement sand stone bajri and rendering to be 1: 1 cement sand mortar |  | Metre | 144
Sewerage and Drainage | 21.53 | Constructing standard drain type I drain moulded and laid over lime concrete foundation rendered and finished smooth with 6 mm thick rendering concrete to be of 1 136 parts by volume of cement sand stone bajri and rendering to be 1:1 cement sand mortar |  | Metre | 179
Sewerage and Drainage | 21.54 | Constructing standard drain type II drain complete consisting of cement concrete drain moulded and laid over lime concrete foundation rendered and finished smooth with 6 mm thick rendering concrete to be 1:3:6 Paris by volume of cement sand stone Bajri and rendering to be 1:1 cement and mortar |  | Metre | 407
Sewerage and Drainage | 21.55 | Constructing standard drain type II drain complete consisting of concrete drain moulded and laid concrete foundation, rendered and smooth with 6mm thick rendering concrete to be of I:3:6 parts by volume of cement sand stone bajri and rendering to be 1: 1 cement sand mortar |  | Metre | 478
Sewerage and Drainage | 21.56 | Constructing standard drain IV type drain complete consisting of concrete drain moulded and laid concrete foundation rendered and smooth with 6 mm thick rendering concrete to be of 1: 3: 6 by parts volume of cement sand stone bajri and rendering to be 1: 1 cement sand mortar. Notes: (i) The rates given above for the type drains include in all cases for the cost of the excavation for the drain below level of top of cunnette, the timbering, shoring dewatering and dressing of the excavation to correct template and levels, the removal and disposal of all surplus soil and refilling if any as described under the head Earth work, the cost of lime concrete in foundation of the drains and of all setting out apparatus required for the work. The rates also include the cost of all curves, bends, falls junctions inlets, outlets and all other special work in the drains and expansion joints. For drains where precast slabs are used, the rate includes for fixing and setting to correct level and templates in 1:2 cement mortar, the joint being finished perfectly smooth with the faces of the slabs. (ii) All surface drains shall be finished perfectly smooth by rubbing with properly shaped steel finishing tools and the design of all tools and appliances moulds and templates and used on the construction of the drains shall be to the approval of the Engineer-in charge of the work. (iii) All precast slabs shall be cured by immersion for 10 days under water before use and all cement concrete drains moulded in site shall be flooded with water up to the tops of the bull nose edging for 10 days after construction to ensure that all concrete is thoroughly seasoned. (iv) The rates for items item 21.49, 21.50 and 21.51 house outlet connections include for all work from the plinth of the house up to the street drain where this is adjacent to the house wall, if the street drain is away from the wall the appropriate length of the house connection drain will be paid for. The rates also include for cutting Jharris in the house wall and reimbursement of the drains for forming pamalas where required and plastering the same. H. Masonry Plugs |  | Metre | 573
Sewerage and Drainage | 21.57.1.1 | Providing masonry plugs to ends of sewers of all types with 11.43c m thick brick wall in cement sand mortar 1:7 with 12 mm thick cement plaster 1: 6 (as required by the engineer-in-charge) — For Circual r sewers having internal diameter | 100mm | Each | 5
Sewerage and Drainage | 21.57.1.2 | Providing masonry plugs to ends of sewers of all types with 11.43c m thick brick wall in cement sand mortar 1:7 with 12 mm thick cement plaster 1: 6 (as required by the engineer-in-charge) — For Circual r sewers having internal diameter | 150 mm | Each | 10
Sewerage and Drainage | 21.57.1.3 | Providing masonry plugs to ends of sewers of all types with 11.43c m thick brick wall in cement sand mortar 1:7 with 12 mm thick cement plaster 1: 6 (as required by the engineer-in-charge) — For Circual r sewers having internal diameter | 175 mm | Each | 15
Sewerage and Drainage | 21.57.1.4 | Providing masonry plugs to ends of sewers of all types with 11.43c m thick brick wall in cement sand mortar 1:7 with 12 mm thick cement plaster 1: 6 (as required by the engineer-in-charge) — For Circual r sewers having internal diameter | 200mm | Each | 20
Sewerage and Drainage | 21.57.1.5 | Providing masonry plugs to ends of sewers of all types with 11.43c m thick brick wall in cement sand mortar 1:7 with 12 mm thick cement plaster 1: 6 (as required by the engineer-in-charge) — For Circual r sewers having internal diameter | 225mm | Each | 21
Sewerage and Drainage | 21.57.1.6 | Providing masonry plugs to ends of sewers of all types with 11.43c m thick brick wall in cement sand mortar 1:7 with 12 mm thick cement plaster 1: 6 (as required by the engineer-in-charge) — For Circual r sewers having internal diameter | 250mm | Each | 26
Sewerage and Drainage | 21.57.1.7 | Providing masonry plugs to ends of sewers of all types with 11.43c m thick brick wall in cement sand mortar 1:7 with 12 mm thick cement plaster 1: 6 (as required by the engineer-in-charge) — For Circual r sewers having internal diameter | 300mm | Each | 41
Sewerage and Drainage | 21.57.1.8 | Providing masonry plugs to ends of sewers of all types with 11.43c m thick brick wall in cement sand mortar 1:7 with 12 mm thick cement plaster 1: 6 (as required by the engineer-in-charge) — For Circual r sewers having internal diameter | 350mm | Each | 56
Sewerage and Drainage | 21.57.1.9 | Providing masonry plugs to ends of sewers of all types with 11.43c m thick brick wall in cement sand mortar 1:7 with 12 mm thick cement plaster 1: 6 (as required by the engineer-in-charge) — For Circual r sewers having internal diameter | 375mm | Each | 57
Sewerage and Drainage | 21.57.1.10 | Providing masonry plugs to ends of sewers of all types with 11.43c m thick brick wall in cement sand mortar 1:7 with 12 mm thick cement plaster 1: 6 (as required by the engineer-in-charge) — For Circual r sewers having internal diameter | 400mm | Each | 72
Sewerage and Drainage | 21.57.1.11 | Providing masonry plugs to ends of sewers of all types with 11.43c m thick brick wall in cement sand mortar 1:7 with 12 mm thick cement plaster 1: 6 (as required by the engineer-in-charge) — For Circual r sewers having internal diameter | 450mm | Each | 92
Sewerage and Drainage | 21.57.1.12 | Providing masonry plugs to ends of sewers of all types with 11.43c m thick brick wall in cement sand mortar 1:7 with 12 mm thick cement plaster 1: 6 (as required by the engineer-in-charge) — For Circual r sewers having internal diameter | 500mm | Each | 104
Sewerage and Drainage | 21.57.1.13 | Providing masonry plugs to ends of sewers of all types with 11.43c m thick brick wall in cement sand mortar 1:7 with 12 mm thick cement plaster 1: 6 (as required by the engineer-in-charge) — For Circual r sewers having internal diameter | 600mm | Each | 154
Sewerage and Drainage | 21.57.1.14 | Providing masonry plugs to ends of sewers of all types with 11.43c m thick brick wall in cement sand mortar 1:7 with 12 mm thick cement plaster 1: 6 (as required by the engineer-in-charge) — For Circual r sewers having internal diameter | 685mm | Each | 204
Sewerage and Drainage | 21.57.1.15 | Providing masonry plugs to ends of sewers of all types with 11.43c m thick brick wall in cement sand mortar 1:7 with 12 mm thick cement plaster 1: 6 (as required by the engineer-in-charge) — For Circual r sewers having internal diameter | 700mm | Each | 207
Sewerage and Drainage | 21.57.1.16 | Providing masonry plugs to ends of sewers of all types with 11.43c m thick brick wall in cement sand mortar 1:7 with 12 mm thick cement plaster 1: 6 (as required by the engineer-in-charge) — For Circual r sewers having internal diameter | 760mm | Each | 255
Sewerage and Drainage | 21.57.1.17 | Providing masonry plugs to ends of sewers of all types with 11.43c m thick brick wall in cement sand mortar 1:7 with 12 mm thick cement plaster 1: 6 (as required by the engineer-in-charge) — For Circual r sewers having internal diameter | 800mm | Each | 303
Sewerage and Drainage | 21.57.1.18 | Providing masonry plugs to ends of sewers of all types with 11.43c m thick brick wall in cement sand mortar 1:7 with 12 mm thick cement plaster 1: 6 (as required by the engineer-in-charge) — For Circual r sewers having internal diameter | 840mm | Each | 307
Sewerage and Drainage | 21.57.1.19 | Providing masonry plugs to ends of sewers of all types with 11.43c m thick brick wall in cement sand mortar 1:7 with 12 mm thick cement plaster 1: 6 (as required by the engineer-in-charge) — For Circual r sewers having internal diameter | 900mm | Each | 357
Sewerage and Drainage | 21.57.1.20 | Providing masonry plugs to ends of sewers of all types with 11.43c m thick brick wall in cement sand mortar 1:7 with 12 mm thick cement plaster 1: 6 (as required by the engineer-in-charge) — For Circual r sewers having internal diameter | 915m m | Each | 404
Sewerage and Drainage | 21.57.1.21 | Providing masonry plugs to ends of sewers of all types with 11.43c m thick brick wall in cement sand mortar 1:7 with 12 mm thick cement plaster 1: 6 (as required by the engineer-in-charge) — For Circual r sewers having internal diameter | 990mm | Each | 457
Sewerage and Drainage | 21.57.1.22 | Providing masonry plugs to ends of sewers of all types with 11.43c m thick brick wall in cement sand mortar 1:7 with 12 mm thick cement plaster 1: 6 (as required by the engineer-in-charge) — For Circual r sewers having internal diameter | 1000m m | Each | 458
Sewerage and Drainage | 21.57.1.23 | Providing masonry plugs to ends of sewers of all types with 11.43c m thick brick wall in cement sand mortar 1:7 with 12 mm thick cement plaster 1: 6 (as required by the engineer-in-charge) — For Circual r sewers having internal diameter | 1065 mm | Each | 509
Sewerage and Drainage | 21.57.1.24 | Providing masonry plugs to ends of sewers of all types with 11.43c m thick brick wall in cement sand mortar 1:7 with 12 mm thick cement plaster 1: 6 (as required by the engineer-in-charge) — For Circual r sewers having internal diameter | 1100m m | Each | 558
Sewerage and Drainage | 21.57.1.25 | Providing masonry plugs to ends of sewers of all types with 11.43c m thick brick wall in cement sand mortar 1:7 with 12 mm thick cement plaster 1: 6 (as required by the engineer-in-charge) — For Circual r sewers having internal diameter | 1145m m | Each | 611
Sewerage and Drainage | 21.57.1.26 | Providing masonry plugs to ends of sewers of all types with 11.43c m thick brick wall in cement sand mortar 1:7 with 12 mm thick cement plaster 1: 6 (as required by the engineer-in-charge) — For Circual r sewers having internal diameter | 1200m m | Each | 660
Sewerage and Drainage | 21.57.1.27 | Providing masonry plugs to ends of sewers of all types with 11.43c m thick brick wall in cement sand mortar 1:7 with 12 mm thick cement plaster 1: 6 (as required by the engineer-in-charge) — For Circual r sewers having internal diameter | 1220m m | Each | 663
Sewerage and Drainage | 21.57.1.28 | Providing masonry plugs to ends of sewers of all types with 11.43c m thick brick wall in cement sand mortar 1:7 with 12 mm thick cement plaster 1: 6 (as required by the engineer-in-charge) — For Circual r sewers having internal diameter | 1295 mm | Each | 764
Sewerage and Drainage | 21.57.1.29 | Providing masonry plugs to ends of sewers of all types with 11.43c m thick brick wall in cement sand mortar 1:7 with 12 mm thick cement plaster 1: 6 (as required by the engineer-in-charge) — For Circual r sewers having internal diameter | 1370m m | Each | 861
Sewerage and Drainage | 21.57.1.30 | Providing masonry plugs to ends of sewers of all types with 11.43c m thick brick wall in cement sand mortar 1:7 with 12 mm thick cement plaster 1: 6 (as required by the engineer-in-charge) — For Circual r sewers having internal diameter | 1400m m | Each | 868
Sewerage and Drainage | 21.57.1.31 | Providing masonry plugs to ends of sewers of all types with 11.43c m thick brick wall in cement sand mortar 1:7 with 12 mm thick cement plaster 1: 6 (as required by the engineer-in-charge) — For Circual r sewers having internal diameter | 1450m m | Each | 966
Sewerage and Drainage | 21.57.1.32 | Providing masonry plugs to ends of sewers of all types with 11.43c m thick brick wall in cement sand mortar 1:7 with 12 mm thick cement plaster 1: 6 (as required by the engineer-in-charge) — For Circual r sewers having internal diameter | 1525 mm | Each | 1066
Sewerage and Drainage | 21.57.1.33 | Providing masonry plugs to ends of sewers of all types with 11.43c m thick brick wall in cement sand mortar 1:7 with 12 mm thick cement plaster 1: 6 (as required by the engineer-in-charge) — For Circual r sewers having internal diameter | 1600m m | Each | 1168
Sewerage and Drainage | 21.57.1.34 | Providing masonry plugs to ends of sewers of all types with 11.43c m thick brick wall in cement sand mortar 1:7 with 12 mm thick cement plaster 1: 6 (as required by the engineer-in-charge) — For Circual r sewers having internal diameter | 1680m m | Each | 1273
Sewerage and Drainage | 21.57.1.35 | Providing masonry plugs to ends of sewers of all types with 11.43c m thick brick wall in cement sand mortar 1:7 with 12 mm thick cement plaster 1: 6 (as required by the engineer-in-charge) — For Circual r sewers having internal diameter | 1755 mm | Each | 1421
Sewerage and Drainage | 21.57.1.36 | Providing masonry plugs to ends of sewers of all types with 11.43c m thick brick wall in cement sand mortar 1:7 with 12 mm thick cement plaster 1: 6 (as required by the engineer-in-charge) — For Circual r sewers having internal diameter | 1800m m | Each | 1475
Sewerage and Drainage | 21.57.1.37 | Providing masonry plugs to ends of sewers of all types with 11.43c m thick brick wall in cement sand mortar 1:7 with 12 mm thick cement plaster 1: 6 (as required by the engineer-in-charge) — For Circual r sewers having internal diameter | 1830 mm | Each | 1527
Sewerage and Drainage | 21.57.2.1 | Providing masonry plugs to ends of sewers of all types with 11.43c m thick brick wall in cement sand mortar 1:7 with 12 mm thick cement plaster 1: 6 (as required by the engineer-in-charge) — For Egg Shaped sewers having inside dimensions | 610m m x 915m m | Each | 252
Sewerage and Drainage | 21.57.2.2 | Providing masonry plugs to ends of sewers of all types with 11.43c m thick brick wall in cement sand mortar 1:7 with 12 mm thick cement plaster 1: 6 (as required by the engineer-in-charge) — For Egg Shaped sewers having inside dimensions | 660m m x 990m m | Each | 258
Sewerage and Drainage | 21.57.2.3 | Providing masonry plugs to ends of sewers of all types with 11.43c m thick brick wall in cement sand mortar 1:7 with 12 mm thick cement plaster 1: 6 (as required by the engineer-in-charge) — For Egg Shaped sewers having inside dimensions | 710m mx1065m m | Each | 308
Sewerage and Drainage | 21.57.2.4 | Providing masonry plugs to ends of sewers of all types with 11.43c m thick brick wall in cement sand mortar 1:7 with 12 mm thick cement plaster 1: 6 (as required by the engineer-in-charge) — For Egg Shaped sewers having inside dimensions | 760m mx1140m m | Each | 358
Sewerage and Drainage | 21.57.2.5 | Providing masonry plugs to ends of sewers of all types with 11.43c m thick brick wall in cement sand mortar 1:7 with 12 mm thick cement plaster 1: 6 (as required by the engineer-in-charge) — For Egg Shaped sewers having inside dimensions | 810m mx1215m m | Each | 409
Sewerage and Drainage | 21.57.2.6 | Providing masonry plugs to ends of sewers of all types with 11.43c m thick brick wall in cement sand mortar 1:7 with 12 mm thick cement plaster 1: 6 (as required by the engineer-in-charge) — For Egg Shaped sewers having inside dimensions | 860m m x 1290m m | Each | 461
Sewerage and Drainage | 21.57.2.7 | Providing masonry plugs to ends of sewers of all types with 11.43c m thick brick wall in cement sand mortar 1:7 with 12 mm thick cement plaster 1: 6 (as required by the engineer-in-charge) — For Egg Shaped sewers having inside dimensions | 910m m x 1365m m | Each | 556
Sewerage and Drainage | 21.57.2.8 | Providing masonry plugs to ends of sewers of all types with 11.43c m thick brick wall in cement sand mortar 1:7 with 12 mm thick cement plaster 1: 6 (as required by the engineer-in-charge) — For Egg Shaped sewers having inside dimensions | 970 mmx 1455 mm | Each | 610
Sewerage and Drainage | 21.57.2.9 | Providing masonry plugs to ends of sewers of all types with 11.43c m thick brick wall in cement sand mortar 1:7 with 12 mm thick cement plaster 1: 6 (as required by the engineer-in-charge) — For Egg Shaped sewers having inside dimensions | 1020 mm x 1530 mm | Each | 662
Sewerage and Drainage | 21.57.2.10 | Providing masonry plugs to ends of sewers of all types with 11.43c m thick brick wall in cement sand mortar 1:7 with 12 mm thick cement plaster 1: 6 (as required by the engineer-in-charge) — For Egg Shaped sewers having inside dimensions | 1070 mm x 1605mm | Each | 759
Sewerage and Drainage | 21.57.2.11 | Providing masonry plugs to ends of sewers of all types with 11.43c m thick brick wall in cement sand mortar 1:7 with 12 mm thick cement plaster 1: 6 (as required by the engineer-in-charge) — For Egg Shaped sewers having inside dimensions | 1120mm x1680 mm | Each | 812
Sewerage and Drainage | 21.57.2.12 | Providing masonry plugs to ends of sewers of all types with 11.43c m thick brick wall in cement sand mortar 1:7 with 12 mm thick cement plaster 1: 6 (as required by the engineer-in-charge) — For Egg Shaped sewers having inside dimensions | 1170mm x 1755mm I. BRICK SEWERS (EGG-SHAPED) | Each | 866
Sewerage and Drainage | 21.59.1 | Construction of standard new egg shaped type sewers as per standard drawings as described in item 21.58 above but with 1:2:9:24 cement lime sand concrete with stone ballast of 20mm gauge in beds, sides and haunches in place of lime concrete or cement lime sand concrete with brick ballast. The finished inside dimensions of egg shaped sewer being | 610 mm x 915 mm | Metre | 9484
Sewerage and Drainage | 21.59.2 | Construction of standard new egg shaped type sewers as per standard drawings as described in item 21.58 above but with 1:2:9:24 cement lime sand concrete with stone ballast of 20mm gauge in beds, sides and haunches in place of lime concrete or cement lime sand concrete with brick ballast. The finished inside dimensions of egg shaped sewer being | 660 mm x 990 mm | Metre | 9735
Sewerage and Drainage | 21.59.3 | Construction of standard new egg shaped type sewers as per standard drawings as described in item 21.58 above but with 1:2:9:24 cement lime sand concrete with stone ballast of 20mm gauge in beds, sides and haunches in place of lime concrete or cement lime sand concrete with brick ballast. The finished inside dimensions of egg shaped sewer being | 710 mm x 1065 mm | Metre | 10045
Sewerage and Drainage | 21.59.4 | Construction of standard new egg shaped type sewers as per standard drawings as described in item 21.58 above but with 1:2:9:24 cement lime sand concrete with stone ballast of 20mm gauge in beds, sides and haunches in place of lime concrete or cement lime sand concrete with brick ballast. The finished inside dimensions of egg shaped sewer being | 760 mm x 1140 mm | Metre | 10359
Sewerage and Drainage | 21.59.5 | Construction of standard new egg shaped type sewers as per standard drawings as described in item 21.58 above but with 1:2:9:24 cement lime sand concrete with stone ballast of 20mm gauge in beds, sides and haunches in place of lime concrete or cement lime sand concrete with brick ballast. The finished inside dimensions of egg shaped sewer being | 810 mm x 1215 mm | Metre | 10679
Sewerage and Drainage | 21.59.6 | Construction of standard new egg shaped type sewers as per standard drawings as described in item 21.58 above but with 1:2:9:24 cement lime sand concrete with stone ballast of 20mm gauge in beds, sides and haunches in place of lime concrete or cement lime sand concrete with brick ballast. The finished inside dimensions of egg shaped sewer being | 860 mm x 1290 mm | Metre | 11071
Sewerage and Drainage | 21.59.7 | Construction of standard new egg shaped type sewers as per standard drawings as described in item 21.58 above but with 1:2:9:24 cement lime sand concrete with stone ballast of 20mm gauge in beds, sides and haunches in place of lime concrete or cement lime sand concrete with brick ballast. The finished inside dimensions of egg shaped sewer being | 910 mm x 1365 mm | Metre | 11364
Sewerage and Drainage | 21.59.8 | Construction of standard new egg shaped type sewers as per standard drawings as described in item 21.58 above but with 1:2:9:24 cement lime sand concrete with stone ballast of 20mm gauge in beds, sides and haunches in place of lime concrete or cement lime sand concrete with brick ballast. The finished inside dimensions of egg shaped sewer being | 970 mm x 1455 mm | Metre | 11640
Sewerage and Drainage | 21.59.9 | Construction of standard new egg shaped type sewers as per standard drawings as described in item 21.58 above but with 1:2:9:24 cement lime sand concrete with stone ballast of 20mm gauge in beds, sides and haunches in place of lime concrete or cement lime sand concrete with brick ballast. The finished inside dimensions of egg shaped sewer being | 1020 mm x 1530 mm | Metre | 11989
Sewerage and Drainage | 21.59.10 | Construction of standard new egg shaped type sewers as per standard drawings as described in item 21.58 above but with 1:2:9:24 cement lime sand concrete with stone ballast of 20mm gauge in beds, sides and haunches in place of lime concrete or cement lime sand concrete with brick ballast. The finished inside dimensions of egg shaped sewer being | 1070 mm x 1605 mm | Metre | 12316
Sewerage and Drainage | 21.59.11 | Construction of standard new egg shaped type sewers as per standard drawings as described in item 21.58 above but with 1:2:9:24 cement lime sand concrete with stone ballast of 20mm gauge in beds, sides and haunches in place of lime concrete or cement lime sand concrete with brick ballast. The finished inside dimensions of egg shaped sewer being | 1120 mm x 1680 mm | Metre | 12640
Sewerage and Drainage | 21.59.12 | Construction of standard new egg shaped type sewers as per standard drawings as described in item 21.58 above but with 1:2:9:24 cement lime sand concrete with stone ballast of 20mm gauge in beds, sides and haunches in place of lime concrete or cement lime sand concrete with brick ballast. The finished inside dimensions of egg shaped sewer being | 1170 mm x 1755 mm | Metre | 13065
Sewerage and Drainage | 21.60.1 | Extra over and above the rates for item No. 21.58 and 21.59 above for every additional 4 metres depth or part thereof for depth of the invert level beyond 1.5 metres below ground level. The finished inside dimensions of egg shaped sewer being | 610 mmx915 mm | Metre | 60
Sewerage and Drainage | 21.60.2 | Extra over and above the rates for item No. 21.58 and 21.59 above for every additional 4 metres depth or part thereof for depth of the invert level beyond 1.5 metres below ground level. The finished inside dimensions of egg shaped sewer being | 660 mm x 990 mm | Metre | 62
Sewerage and Drainage | 21.60.3 | Extra over and above the rates for item No. 21.58 and 21.59 above for every additional 4 metres depth or part thereof for depth of the invert level beyond 1.5 metres below ground level. The finished inside dimensions of egg shaped sewer being | 710 mmx1065 mm | Metre | 66
Sewerage and Drainage | 21.60.4 | Extra over and above the rates for item No. 21.58 and 21.59 above for every additional 4 metres depth or part thereof for depth of the invert level beyond 1.5 metres below ground level. The finished inside dimensions of egg shaped sewer being | 760 mmx1140 mm | Metre | 69
Sewerage and Drainage | 21.60.5 | Extra over and above the rates for item No. 21.58 and 21.59 above for every additional 4 metres depth or part thereof for depth of the invert level beyond 1.5 metres below ground level. The finished inside dimensions of egg shaped sewer being | 810 mmx1215 mm | Metre | 73
Sewerage and Drainage | 21.60.6 | Extra over and above the rates for item No. 21.58 and 21.59 above for every additional 4 metres depth or part thereof for depth of the invert level beyond 1.5 metres below ground level. The finished inside dimensions of egg shaped sewer being | 860 mmx1290 mm | Metre | 78
Sewerage and Drainage | 21.60.7 | Extra over and above the rates for item No. 21.58 and 21.59 above for every additional 4 metres depth or part thereof for depth of the invert level beyond 1.5 metres below ground level. The finished inside dimensions of egg shaped sewer being | 910 mmx1365 mm | Metre | 81
Sewerage and Drainage | 21.60.8 | Extra over and above the rates for item No. 21.58 and 21.59 above for every additional 4 metres depth or part thereof for depth of the invert level beyond 1.5 metres below ground level. The finished inside dimensions of egg shaped sewer being | 970 mmx1455 mm | Metre | 84
Sewerage and Drainage | 21.60.9 | Extra over and above the rates for item No. 21.58 and 21.59 above for every additional 4 metres depth or part thereof for depth of the invert level beyond 1.5 metres below ground level. The finished inside dimensions of egg shaped sewer being | 1020 mmx1530 mm | Metre | 88
Sewerage and Drainage | 21.60.10 | Extra over and above the rates for item No. 21.58 and 21.59 above for every additional 4 metres depth or part thereof for depth of the invert level beyond 1.5 metres below ground level. The finished inside dimensions of egg shaped sewer being | 1070 mmx1605 mm | Metre | 92
Sewerage and Drainage | 21.60.11 | Extra over and above the rates for item No. 21.58 and 21.59 above for every additional 4 metres depth or part thereof for depth of the invert level beyond 1.5 metres below ground level. The finished inside dimensions of egg shaped sewer being | 1120 mmx1680 mm | Metre | 95
Sewerage and Drainage | 21.60.12 | Extra over and above the rates for item No. 21.58 and 21.59 above for every additional 4 metres depth or part thereof for depth of the invert level beyond 1.5 metres below ground level. The finished inside dimensions of egg shaped sewer being | 1170 mm x 1755mm | Metre | 100
Sewerage and Drainage | 21.61.7.1 | Construction of standard new-egg-shaped sewers as per standard drawing built up to 213rd height only (as constructed in manhole lengths) where the invert level of the sewer is up to 1.5 meters below G.L. including dressing of beds and sides of trenches to exact profiles, grades and alignments, lime concrete or cement lime sand concrete in beds and sides with 1:3 cement sand collar joint not less than 12 mm thick on side 1:1½:3 moulded cement concrete invert accurately finished with neat cement rendering face specially hand moulded first class radiated brick work laid in 1:3 cement sand mortar in the sides of the sewer with the entire inner surface of the sewer rendered with neat cement not less than 12 mm thick of 1:2 cement sand plaster and finished with a floating coat of neat cement left absolutely smooth polished and correct to template finished with two coats of sodium silicate wherever required. The rate includes the cost of accurately planed and fitted centring and moulds and supports for all works as well as for all curves bends falls and other special works and cleaning out of the sewer throughout their length. Sodium silicate shall be supplied free of cost at the stores of the Engineer-in-charge — State 910 mm x 1365 mm | Cost with lime concrete | Metre | 3331
Sewerage and Drainage | 21.61.7.2 | Construction of standard new-egg-shaped sewers as per standard drawing built up to 213rd height only (as constructed in manhole lengths) where the invert level of the sewer is up to 1.5 meters below G.L. including dressing of beds and sides of trenches to exact profiles, grades and alignments, lime concrete or cement lime sand concrete in beds and sides with 1:3 cement sand collar joint not less than 12 mm thick on side 1:1½:3 moulded cement concrete invert accurately finished with neat cement rendering face specially hand moulded first class radiated brick work laid in 1:3 cement sand mortar in the sides of the sewer with the entire inner surface of the sewer rendered with neat cement not less than 12 mm thick of 1:2 cement sand plaster and finished with a floating coat of neat cement left absolutely smooth polished and correct to template finished with two coats of sodium silicate wherever required. The rate includes the cost of accurately planed and fitted centring and moulds and supports for all works as well as for all curves bends falls and other special works and cleaning out of the sewer throughout their length. Sodium silicate shall be supplied free of cost at the stores of the Engineer-in-charge — State 910 mm x 1365 mm | Cost with cement lime sand concrete | Metre | 3489
Sewerage and Drainage | 21.62.1 | Construction of standard new egg-shaped type sewer as per standard drawing built up to 213rd height only (as constructed in manhole lengths) as per described in item No. 29.61 above but with 1:2:9:24 cement lime sand concrete with stone ballast 20mm gauge in beds and sides in place of lime concrete or cement lime sand concrete with brick ballast. The finished inside dimensions of egg-shaped sewer being | 610mm x 915mm | Metre | 2629
Sewerage and Drainage | 21.62.2 | Construction of standard new egg-shaped type sewer as per standard drawing built up to 213rd height only (as constructed in manhole lengths) as per described in item No. 29.61 above but with 1:2:9:24 cement lime sand concrete with stone ballast 20mm gauge in beds and sides in place of lime concrete or cement lime sand concrete with brick ballast. The finished inside dimensions of egg-shaped sewer being | 660mm x 990mm | Metre | 2845
Sewerage and Drainage | 21.62.3 | Construction of standard new egg-shaped type sewer as per standard drawing built up to 213rd height only (as constructed in manhole lengths) as per described in item No. 29.61 above but with 1:2:9:24 cement lime sand concrete with stone ballast 20mm gauge in beds and sides in place of lime concrete or cement lime sand concrete with brick ballast. The finished inside dimensions of egg-shaped sewer being | 710mm x 1065mm | Metre | 3005
Sewerage and Drainage | 21.62.4 | Construction of standard new egg-shaped type sewer as per standard drawing built up to 213rd height only (as constructed in manhole lengths) as per described in item No. 29.61 above but with 1:2:9:24 cement lime sand concrete with stone ballast 20mm gauge in beds and sides in place of lime concrete or cement lime sand concrete with brick ballast. The finished inside dimensions of egg-shaped sewer being | 760mm x 1140mm | Metre | 3165
Sewerage and Drainage | 21.62.5 | Construction of standard new egg-shaped type sewer as per standard drawing built up to 213rd height only (as constructed in manhole lengths) as per described in item No. 29.61 above but with 1:2:9:24 cement lime sand concrete with stone ballast 20mm gauge in beds and sides in place of lime concrete or cement lime sand concrete with brick ballast. The finished inside dimensions of egg-shaped sewer being | 810mm x 1215mm | Metre | 3330
Sewerage and Drainage | 21.62.6 | Construction of standard new egg-shaped type sewer as per standard drawing built up to 213rd height only (as constructed in manhole lengths) as per described in item No. 29.61 above but with 1:2:9:24 cement lime sand concrete with stone ballast 20mm gauge in beds and sides in place of lime concrete or cement lime sand concrete with brick ballast. The finished inside dimensions of egg-shaped sewer being | 860mm x 1290mm | Metre | 3565
Sewerage and Drainage | 21.62.7 | Construction of standard new egg-shaped type sewer as per standard drawing built up to 213rd height only (as constructed in manhole lengths) as per described in item No. 29.61 above but with 1:2:9:24 cement lime sand concrete with stone ballast 20mm gauge in beds and sides in place of lime concrete or cement lime sand concrete with brick ballast. The finished inside dimensions of egg-shaped sewer being | 910mm x 1365mm | Metre | 3725
Sewerage and Drainage | 21.62.8 | Construction of standard new egg-shaped type sewer as per standard drawing built up to 213rd height only (as constructed in manhole lengths) as per described in item No. 29.61 above but with 1:2:9:24 cement lime sand concrete with stone ballast 20mm gauge in beds and sides in place of lime concrete or cement lime sand concrete with brick ballast. The finished inside dimensions of egg-shaped sewer being | 970mm x 1455mm | Metre | 3885
Sewerage and Drainage | 21.62.9 | Construction of standard new egg-shaped type sewer as per standard drawing built up to 213rd height only (as constructed in manhole lengths) as per described in item No. 29.61 above but with 1:2:9:24 cement lime sand concrete with stone ballast 20mm gauge in beds and sides in place of lime concrete or cement lime sand concrete with brick ballast. The finished inside dimensions of egg-shaped sewer being | 1020mm x 1530mm | Metre | 4075
Sewerage and Drainage | 21.62.10 | Construction of standard new egg-shaped type sewer as per standard drawing built up to 213rd height only (as constructed in manhole lengths) as per described in item No. 29.61 above but with 1:2:9:24 cement lime sand concrete with stone ballast 20mm gauge in beds and sides in place of lime concrete or cement lime sand concrete with brick ballast. The finished inside dimensions of egg-shaped sewer being | 1070mm x 1605mm | Metre | 4287
Sewerage and Drainage | 21.62.11 | Construction of standard new egg-shaped type sewer as per standard drawing built up to 213rd height only (as constructed in manhole lengths) as per described in item No. 29.61 above but with 1:2:9:24 cement lime sand concrete with stone ballast 20mm gauge in beds and sides in place of lime concrete or cement lime sand concrete with brick ballast. The finished inside dimensions of egg-shaped sewer being | 1120mm x 1680mm | Metre | 4451
Sewerage and Drainage | 21.62.12 | Construction of standard new egg-shaped type sewer as per standard drawing built up to 213rd height only (as constructed in manhole lengths) as per described in item No. 29.61 above but with 1:2:9:24 cement lime sand concrete with stone ballast 20mm gauge in beds and sides in place of lime concrete or cement lime sand concrete with brick ballast. The finished inside dimensions of egg-shaped sewer being | 1170mm x 1755mm | Metre | 4641
Sewerage and Drainage | 21.63.1 | Extra over and above the rate for item No. 21.61 and 21.62 for every additional 4 meters depth or part there of for depth of the invert level beyond 1.5 meters below ground level. The finished inside dimensions of egg-shaped sewer being | 610mm x 915mm | Metre | 28
Sewerage and Drainage | 21.63.2 | Extra over and above the rate for item No. 21.61 and 21.62 for every additional 4 meters depth or part there of for depth of the invert level beyond 1.5 meters below ground level. The finished inside dimensions of egg-shaped sewer being | 660mm x 990mm | Metre | 31
Sewerage and Drainage | 21.63.3 | Extra over and above the rate for item No. 21.61 and 21.62 for every additional 4 meters depth or part there of for depth of the invert level beyond 1.5 meters below ground level. The finished inside dimensions of egg-shaped sewer being | 710mm x 1065mm | Metre | 33
Sewerage and Drainage | 21.63.4 | Extra over and above the rate for item No. 21.61 and 21.62 for every additional 4 meters depth or part there of for depth of the invert level beyond 1.5 meters below ground level. The finished inside dimensions of egg-shaped sewer being | 760mm x 1140mm | Metre | 34
Sewerage and Drainage | 21.63.5 | Extra over and above the rate for item No. 21.61 and 21.62 for every additional 4 meters depth or part there of for depth of the invert level beyond 1.5 meters below ground level. The finished inside dimensions of egg-shaped sewer being | 810mm x 1215mm | Metre | 36
Sewerage and Drainage | 21.63.6 | Extra over and above the rate for item No. 21.61 and 21.62 for every additional 4 meters depth or part there of for depth of the invert level beyond 1.5 meters below ground level. The finished inside dimensions of egg-shaped sewer being | 860mm x 1290mm | Metre | 39
Sewerage and Drainage | 21.63.7 | Extra over and above the rate for item No. 21.61 and 21.62 for every additional 4 meters depth or part there of for depth of the invert level beyond 1.5 meters below ground level. The finished inside dimensions of egg-shaped sewer being | 910mm x 1365mm | Metre | 40
Sewerage and Drainage | 21.63.8 | Extra over and above the rate for item No. 21.61 and 21.62 for every additional 4 meters depth or part there of for depth of the invert level beyond 1.5 meters below ground level. The finished inside dimensions of egg-shaped sewer being | 970mm x 1455mm | Metre | 42
Sewerage and Drainage | 21.63.9 | Extra over and above the rate for item No. 21.61 and 21.62 for every additional 4 meters depth or part there of for depth of the invert level beyond 1.5 meters below ground level. The finished inside dimensions of egg-shaped sewer being | 1020mm x 1530mm | Metre | 44
Sewerage and Drainage | 21.63.10 | Extra over and above the rate for item No. 21.61 and 21.62 for every additional 4 meters depth or part there of for depth of the invert level beyond 1.5 meters below ground level. The finished inside dimensions of egg-shaped sewer being | 1070mm x 1605mm | Metre | 47
Sewerage and Drainage | 21.63.11 | Extra over and above the rate for item No. 21.61 and 21.62 for every additional 4 meters depth or part there of for depth of the invert level beyond 1.5 meters below ground level. The finished inside dimensions of egg-shaped sewer being | 1120mm x 1680mm | Metre | 48
Sewerage and Drainage | 21.63.12 | Extra over and above the rate for item No. 21.61 and 21.62 for every additional 4 meters depth or part there of for depth of the invert level beyond 1.5 meters below ground level. The finished inside dimensions of egg-shaped sewer being | 1170mm x 1755mm per J. BRICK SEWERS | Metre | 50
Sewerage and Drainage | 21.65.1 | Construction of brick circular non pressure type sewer as per standard drawing as per described in item no. 21.64 above but with 1: 2:9:24 cement lime sand concrete with stone ballast 20 mm gauge in beds sides and haunches in place of lime concrete or cement lime sand concrete with brick ballast. The finished inside diameter of sewer being | 760 mm | Metre | 4578
Sewerage and Drainage | 21.65.2 | Construction of brick circular non pressure type sewer as per standard drawing as per described in item no. 21.64 above but with 1: 2:9:24 cement lime sand concrete with stone ballast 20 mm gauge in beds sides and haunches in place of lime concrete or cement lime sand concrete with brick ballast. The finished inside diameter of sewer being | 840 mm | Metre | 4974
Sewerage and Drainage | 21.65.3 | Construction of brick circular non pressure type sewer as per standard drawing as per described in item no. 21.64 above but with 1: 2:9:24 cement lime sand concrete with stone ballast 20 mm gauge in beds sides and haunches in place of lime concrete or cement lime sand concrete with brick ballast. The finished inside diameter of sewer being | 915 mm | Metre | 5352
Sewerage and Drainage | 21.65.4 | Construction of brick circular non pressure type sewer as per standard drawing as per described in item no. 21.64 above but with 1: 2:9:24 cement lime sand concrete with stone ballast 20 mm gauge in beds sides and haunches in place of lime concrete or cement lime sand concrete with brick ballast. The finished inside diameter of sewer being | 990mm | Metre | 6036
Sewerage and Drainage | 21.65.5 | Construction of brick circular non pressure type sewer as per standard drawing as per described in item no. 21.64 above but with 1: 2:9:24 cement lime sand concrete with stone ballast 20 mm gauge in beds sides and haunches in place of lime concrete or cement lime sand concrete with brick ballast. The finished inside diameter of sewer being | 1065mm | Metre | 6297
Sewerage and Drainage | 21.65.6 | Construction of brick circular non pressure type sewer as per standard drawing as per described in item no. 21.64 above but with 1: 2:9:24 cement lime sand concrete with stone ballast 20 mm gauge in beds sides and haunches in place of lime concrete or cement lime sand concrete with brick ballast. The finished inside diameter of sewer being | 1145m m | Metre | 6878
Sewerage and Drainage | 21.65.7 | Construction of brick circular non pressure type sewer as per standard drawing as per described in item no. 21.64 above but with 1: 2:9:24 cement lime sand concrete with stone ballast 20 mm gauge in beds sides and haunches in place of lime concrete or cement lime sand concrete with brick ballast. The finished inside diameter of sewer being | 1220mm | Metre | 7358
Sewerage and Drainage | 21.65.8 | Construction of brick circular non pressure type sewer as per standard drawing as per described in item no. 21.64 above but with 1: 2:9:24 cement lime sand concrete with stone ballast 20 mm gauge in beds sides and haunches in place of lime concrete or cement lime sand concrete with brick ballast. The finished inside diameter of sewer being | 1295mm | Metre | 7739
Sewerage and Drainage | 21.65.9 | Construction of brick circular non pressure type sewer as per standard drawing as per described in item no. 21.64 above but with 1: 2:9:24 cement lime sand concrete with stone ballast 20 mm gauge in beds sides and haunches in place of lime concrete or cement lime sand concrete with brick ballast. The finished inside diameter of sewer being | 1370 mm | Metre | 8921
Sewerage and Drainage | 21.65.10 | Construction of brick circular non pressure type sewer as per standard drawing as per described in item no. 21.64 above but with 1: 2:9:24 cement lime sand concrete with stone ballast 20 mm gauge in beds sides and haunches in place of lime concrete or cement lime sand concrete with brick ballast. The finished inside diameter of sewer being | 1450mm | Metre | 9476
Sewerage and Drainage | 21.65.11 | Construction of brick circular non pressure type sewer as per standard drawing as per described in item no. 21.64 above but with 1: 2:9:24 cement lime sand concrete with stone ballast 20 mm gauge in beds sides and haunches in place of lime concrete or cement lime sand concrete with brick ballast. The finished inside diameter of sewer being | 1525mm | Metre | 9763
Sewerage and Drainage | 21.66.1 | Extra over and above the rate for item no. 21.64 and 21.65 for every additional 4 metre depth or part thereof for depth of invert level beyond 1.5 metre below ground level. The finished inside diametre of sewer being | 760mm | Metre | 56
Sewerage and Drainage | 21.66.2 | Extra over and above the rate for item no. 21.64 and 21.65 for every additional 4 metre depth or part thereof for depth of invert level beyond 1.5 metre below ground level. The finished inside diametre of sewer being | 840mm | Metre | 61
Sewerage and Drainage | 21.66.3 | Extra over and above the rate for item no. 21.64 and 21.65 for every additional 4 metre depth or part thereof for depth of invert level beyond 1.5 metre below ground level. The finished inside diametre of sewer being | 915mm | Metre | 65
Sewerage and Drainage | 21.66.4 | Extra over and above the rate for item no. 21.64 and 21.65 for every additional 4 metre depth or part thereof for depth of invert level beyond 1.5 metre below ground level. The finished inside diametre of sewer being | 990mm | Metre | 72
Sewerage and Drainage | 21.66.5 | Extra over and above the rate for item no. 21.64 and 21.65 for every additional 4 metre depth or part thereof for depth of invert level beyond 1.5 metre below ground level. The finished inside diametre of sewer being | 1065mm | Metre | 76
Sewerage and Drainage | 21.66.6 | Extra over and above the rate for item no. 21.64 and 21.65 for every additional 4 metre depth or part thereof for depth of invert level beyond 1.5 metre below ground level. The finished inside diametre of sewer being | 1145m m | Metre | 83
Sewerage and Drainage | 21.66.7 | Extra over and above the rate for item no. 21.64 and 21.65 for every additional 4 metre depth or part thereof for depth of invert level beyond 1.5 metre below ground level. The finished inside diametre of sewer being | 122 0mm | Metre | 89
Sewerage and Drainage | 21.66.8 | Extra over and above the rate for item no. 21.64 and 21.65 for every additional 4 metre depth or part thereof for depth of invert level beyond 1.5 metre below ground level. The finished inside diametre of sewer being | 1 295mm | Metre | 93
Sewerage and Drainage | 21.66.9 | Extra over and above the rate for item no. 21.64 and 21.65 for every additional 4 metre depth or part thereof for depth of invert level beyond 1.5 metre below ground level. The finished inside diametre of sewer being | 1370 mm | Metre | 106
Sewerage and Drainage | 21.66.10 | Extra over and above the rate for item no. 21.64 and 21.65 for every additional 4 metre depth or part thereof for depth of invert level beyond 1.5 metre below ground level. The finished inside diametre of sewer being | 1450m m | Metre | 114
Sewerage and Drainage | 21.66.11 | Extra over and above the rate for item no. 21.64 and 21.65 for every additional 4 metre depth or part thereof for depth of invert level beyond 1.5 metre below ground level. The finished inside diametre of sewer being | 1525mm | Metre | 116
Sewerage and Drainage | 21.68.1 | Construction of brick circular non-pressure type sewers as per standard drawings built up one half height only (as constructed in manhole lengths) as per described in item no.21.67 above but with 1:2:9:24 cement lime sand concrete with stone ballast 20mm gauge in beds and sides in place of lime concrete or cement lime sand concrete with brick ballast. The finished inside diameter of sewer being | 760mm | Metre | 2280
Sewerage and Drainage | 21.68.2 | Construction of brick circular non-pressure type sewers as per standard drawings built up one half height only (as constructed in manhole lengths) as per described in item no.21.67 above but with 1:2:9:24 cement lime sand concrete with stone ballast 20mm gauge in beds and sides in place of lime concrete or cement lime sand concrete with brick ballast. The finished inside diameter of sewer being | 840mm | Metre | 2492
Sewerage and Drainage | 21.68.3 | Construction of brick circular non-pressure type sewers as per standard drawings built up one half height only (as constructed in manhole lengths) as per described in item no.21.67 above but with 1:2:9:24 cement lime sand concrete with stone ballast 20mm gauge in beds and sides in place of lime concrete or cement lime sand concrete with brick ballast. The finished inside diameter of sewer being | 915mm | Metre | 2760
Sewerage and Drainage | 21.68.4 | Construction of brick circular non-pressure type sewers as per standard drawings built up one half height only (as constructed in manhole lengths) as per described in item no.21.67 above but with 1:2:9:24 cement lime sand concrete with stone ballast 20mm gauge in beds and sides in place of lime concrete or cement lime sand concrete with brick ballast. The finished inside diameter of sewer being | 990mm | Metre | 3055
Sewerage and Drainage | 21.68.5 | Construction of brick circular non-pressure type sewers as per standard drawings built up one half height only (as constructed in manhole lengths) as per described in item no.21.67 above but with 1:2:9:24 cement lime sand concrete with stone ballast 20mm gauge in beds and sides in place of lime concrete or cement lime sand concrete with brick ballast. The finished inside diameter of sewer being | 1065mm | Metre | 3219
Sewerage and Drainage | 21.68.6 | Construction of brick circular non-pressure type sewers as per standard drawings built up one half height only (as constructed in manhole lengths) as per described in item no.21.67 above but with 1:2:9:24 cement lime sand concrete with stone ballast 20mm gauge in beds and sides in place of lime concrete or cement lime sand concrete with brick ballast. The finished inside diameter of sewer being | 1145 mm | Metre | 3664
Sewerage and Drainage | 21.68.7 | Construction of brick circular non-pressure type sewers as per standard drawings built up one half height only (as constructed in manhole lengths) as per described in item no.21.67 above but with 1:2:9:24 cement lime sand concrete with stone ballast 20mm gauge in beds and sides in place of lime concrete or cement lime sand concrete with brick ballast. The finished inside diameter of sewer being | 1220mm | Metre | 3936
Sewerage and Drainage | 21.68.8 | Construction of brick circular non-pressure type sewers as per standard drawings built up one half height only (as constructed in manhole lengths) as per described in item no.21.67 above but with 1:2:9:24 cement lime sand concrete with stone ballast 20mm gauge in beds and sides in place of lime concrete or cement lime sand concrete with brick ballast. The finished inside diameter of sewer being | 1295mm | Metre | 4157
Sewerage and Drainage | 21.68.9 | Construction of brick circular non-pressure type sewers as per standard drawings built up one half height only (as constructed in manhole lengths) as per described in item no.21.67 above but with 1:2:9:24 cement lime sand concrete with stone ballast 20mm gauge in beds and sides in place of lime concrete or cement lime sand concrete with brick ballast. The finished inside diameter of sewer being | 1370m m | Metre | 4379
Sewerage and Drainage | 21.68.10 | Construction of brick circular non-pressure type sewers as per standard drawings built up one half height only (as constructed in manhole lengths) as per described in item no.21.67 above but with 1:2:9:24 cement lime sand concrete with stone ballast 20mm gauge in beds and sides in place of lime concrete or cement lime sand concrete with brick ballast. The finished inside diameter of sewer being | 1450mm | Metre | 4554
Sewerage and Drainage | 21.68.11 | Construction of brick circular non-pressure type sewers as per standard drawings built up one half height only (as constructed in manhole lengths) as per described in item no.21.67 above but with 1:2:9:24 cement lime sand concrete with stone ballast 20mm gauge in beds and sides in place of lime concrete or cement lime sand concrete with brick ballast. The finished inside diameter of sewer being | 1525mm | Metre | 4801
Sewerage and Drainage | 21.69.1 | Extra over and above the rates for item No. 21.67 and 21.68 for every additional 4 metres depth or part thereof for depth of invert level beyond 1.5m etres below ground level.T he finished inside diameter of sewer being | 760mm | Metre | 23
Sewerage and Drainage | 21.69.2 | Extra over and above the rates for item No. 21.67 and 21.68 for every additional 4 metres depth or part thereof for depth of invert level beyond 1.5m etres below ground level.T he finished inside diameter of sewer being | 840mm | Metre | 25
Sewerage and Drainage | 21.69.3 | Extra over and above the rates for item No. 21.67 and 21.68 for every additional 4 metres depth or part thereof for depth of invert level beyond 1.5m etres below ground level.T he finished inside diameter of sewer being | 915mm | Metre | 28
Sewerage and Drainage | 21.69.4 | Extra over and above the rates for item No. 21.67 and 21.68 for every additional 4 metres depth or part thereof for depth of invert level beyond 1.5m etres below ground level.T he finished inside diameter of sewer being | 990mm | Metre | 31
Sewerage and Drainage | 21.69.5 | Extra over and above the rates for item No. 21.67 and 21.68 for every additional 4 metres depth or part thereof for depth of invert level beyond 1.5m etres below ground level.T he finished inside diameter of sewer being | 1065mm | Metre | 33
Sewerage and Drainage | 21.69.6 | Extra over and above the rates for item No. 21.67 and 21.68 for every additional 4 metres depth or part thereof for depth of invert level beyond 1.5m etres below ground level.T he finished inside diameter of sewer being | 1145 mm | Metre | 38
Sewerage and Drainage | 21.69.7 | Extra over and above the rates for item No. 21.67 and 21.68 for every additional 4 metres depth or part thereof for depth of invert level beyond 1.5m etres below ground level.T he finished inside diameter of sewer being | 1220mm | Metre | 41
Sewerage and Drainage | 21.69.8 | Extra over and above the rates for item No. 21.67 and 21.68 for every additional 4 metres depth or part thereof for depth of invert level beyond 1.5m etres below ground level.T he finished inside diameter of sewer being | 1295mm | Metre | 43
Sewerage and Drainage | 21.69.9 | Extra over and above the rates for item No. 21.67 and 21.68 for every additional 4 metres depth or part thereof for depth of invert level beyond 1.5m etres below ground level.T he finished inside diameter of sewer being | 1370m m | Metre | 45
Sewerage and Drainage | 21.69.10 | Extra over and above the rates for item No. 21.67 and 21.68 for every additional 4 metres depth or part thereof for depth of invert level beyond 1.5m etres below ground level.T he finished inside diameter of sewer being | 1450mm | Metre | 47
Sewerage and Drainage | 21.69.11 | Extra over and above the rates for item No. 21.67 and 21.68 for every additional 4 metres depth or part thereof for depth of invert level beyond 1.5m etres below ground level.T he finished inside diameter of sewer being | 1525mm per K. RCC cum Brick Circular Sewer | Metre | 50
Sewerage and Drainage | 21.70.1 | Construction of R.C.C. cum brick circular (pressure type) sewer with full section without triangular portion concrete in bed as per standard drawings where the invert level of the sewer is 1. 5 metres below ground level including dressing of beds and sides of trenches to exact profiles, grades and alignments, cement concrete 1: 3:6 in beds and sides, RC C. ring of cement concrete 1:24:, Specially hand moulded 1st class radiated brick work laid in 1:3 cement sand mortar in the inner and outer arch rings of the sewers and with the entire inner surface of the sewer rendered with neat cement not less than 12 mm in thickness of 1:2 cement sand plaster and finished with a floating coat of neat cement left absolutely smooth polished and correct to template finished with two coats of sodium silicate wherever required. The rates include the cost of accurately planed and fitted centring moulds and supports for all works as well as for all curves, bends, falls and other special work and cleaning out the sewer throughout their lengths. Sodium silicate and steel will be supplied free of cost at the stores of the Engineer- in-charge | 760mm | Metre | 8
Sewerage and Drainage | 21.70.2 | Construction of R.C.C. cum brick circular (pressure type) sewer with full section without triangular portion concrete in bed as per standard drawings where the invert level of the sewer is 1. 5 metres below ground level including dressing of beds and sides of trenches to exact profiles, grades and alignments, cement concrete 1: 3:6 in beds and sides, RC C. ring of cement concrete 1:24:, Specially hand moulded 1st class radiated brick work laid in 1:3 cement sand mortar in the inner and outer arch rings of the sewers and with the entire inner surface of the sewer rendered with neat cement not less than 12 mm in thickness of 1:2 cement sand plaster and finished with a floating coat of neat cement left absolutely smooth polished and correct to template finished with two coats of sodium silicate wherever required. The rates include the cost of accurately planed and fitted centring moulds and supports for all works as well as for all curves, bends, falls and other special work and cleaning out the sewer throughout their lengths. Sodium silicate and steel will be supplied free of cost at the stores of the Engineer- in-charge | 840mm | Metre | 6497
Sewerage and Drainage | 21.70.3 | Construction of R.C.C. cum brick circular (pressure type) sewer with full section without triangular portion concrete in bed as per standard drawings where the invert level of the sewer is 1. 5 metres below ground level including dressing of beds and sides of trenches to exact profiles, grades and alignments, cement concrete 1: 3:6 in beds and sides, RC C. ring of cement concrete 1:24:, Specially hand moulded 1st class radiated brick work laid in 1:3 cement sand mortar in the inner and outer arch rings of the sewers and with the entire inner surface of the sewer rendered with neat cement not less than 12 mm in thickness of 1:2 cement sand plaster and finished with a floating coat of neat cement left absolutely smooth polished and correct to template finished with two coats of sodium silicate wherever required. The rates include the cost of accurately planed and fitted centring moulds and supports for all works as well as for all curves, bends, falls and other special work and cleaning out the sewer throughout their lengths. Sodium silicate and steel will be supplied free of cost at the stores of the Engineer- in-charge | 915mm | Metre | 7074
Sewerage and Drainage | 21.70.4 | Construction of R.C.C. cum brick circular (pressure type) sewer with full section without triangular portion concrete in bed as per standard drawings where the invert level of the sewer is 1. 5 metres below ground level including dressing of beds and sides of trenches to exact profiles, grades and alignments, cement concrete 1: 3:6 in beds and sides, RC C. ring of cement concrete 1:24:, Specially hand moulded 1st class radiated brick work laid in 1:3 cement sand mortar in the inner and outer arch rings of the sewers and with the entire inner surface of the sewer rendered with neat cement not less than 12 mm in thickness of 1:2 cement sand plaster and finished with a floating coat of neat cement left absolutely smooth polished and correct to template finished with two coats of sodium silicate wherever required. The rates include the cost of accurately planed and fitted centring moulds and supports for all works as well as for all curves, bends, falls and other special work and cleaning out the sewer throughout their lengths. Sodium silicate and steel will be supplied free of cost at the stores of the Engineer- in-charge | 990mm | Metre | 7623
Sewerage and Drainage | 21.70.5 | Construction of R.C.C. cum brick circular (pressure type) sewer with full section without triangular portion concrete in bed as per standard drawings where the invert level of the sewer is 1. 5 metres below ground level including dressing of beds and sides of trenches to exact profiles, grades and alignments, cement concrete 1: 3:6 in beds and sides, RC C. ring of cement concrete 1:24:, Specially hand moulded 1st class radiated brick work laid in 1:3 cement sand mortar in the inner and outer arch rings of the sewers and with the entire inner surface of the sewer rendered with neat cement not less than 12 mm in thickness of 1:2 cement sand plaster and finished with a floating coat of neat cement left absolutely smooth polished and correct to template finished with two coats of sodium silicate wherever required. The rates include the cost of accurately planed and fitted centring moulds and supports for all works as well as for all curves, bends, falls and other special work and cleaning out the sewer throughout their lengths. Sodium silicate and steel will be supplied free of cost at the stores of the Engineer- in-charge | 1065mm | Metre | 8125
Sewerage and Drainage | 21.70.6 | Construction of R.C.C. cum brick circular (pressure type) sewer with full section without triangular portion concrete in bed as per standard drawings where the invert level of the sewer is 1. 5 metres below ground level including dressing of beds and sides of trenches to exact profiles, grades and alignments, cement concrete 1: 3:6 in beds and sides, RC C. ring of cement concrete 1:24:, Specially hand moulded 1st class radiated brick work laid in 1:3 cement sand mortar in the inner and outer arch rings of the sewers and with the entire inner surface of the sewer rendered with neat cement not less than 12 mm in thickness of 1:2 cement sand plaster and finished with a floating coat of neat cement left absolutely smooth polished and correct to template finished with two coats of sodium silicate wherever required. The rates include the cost of accurately planed and fitted centring moulds and supports for all works as well as for all curves, bends, falls and other special work and cleaning out the sewer throughout their lengths. Sodium silicate and steel will be supplied free of cost at the stores of the Engineer- in-charge | 1145m m | Metre | 9205
Sewerage and Drainage | 21.70.7 | Construction of R.C.C. cum brick circular (pressure type) sewer with full section without triangular portion concrete in bed as per standard drawings where the invert level of the sewer is 1. 5 metres below ground level including dressing of beds and sides of trenches to exact profiles, grades and alignments, cement concrete 1: 3:6 in beds and sides, RC C. ring of cement concrete 1:24:, Specially hand moulded 1st class radiated brick work laid in 1:3 cement sand mortar in the inner and outer arch rings of the sewers and with the entire inner surface of the sewer rendered with neat cement not less than 12 mm in thickness of 1:2 cement sand plaster and finished with a floating coat of neat cement left absolutely smooth polished and correct to template finished with two coats of sodium silicate wherever required. The rates include the cost of accurately planed and fitted centring moulds and supports for all works as well as for all curves, bends, falls and other special work and cleaning out the sewer throughout their lengths. Sodium silicate and steel will be supplied free of cost at the stores of the Engineer- in-charge | 1220mm | Metre | 9760
Sewerage and Drainage | 21.70.8 | Construction of R.C.C. cum brick circular (pressure type) sewer with full section without triangular portion concrete in bed as per standard drawings where the invert level of the sewer is 1. 5 metres below ground level including dressing of beds and sides of trenches to exact profiles, grades and alignments, cement concrete 1: 3:6 in beds and sides, RC C. ring of cement concrete 1:24:, Specially hand moulded 1st class radiated brick work laid in 1:3 cement sand mortar in the inner and outer arch rings of the sewers and with the entire inner surface of the sewer rendered with neat cement not less than 12 mm in thickness of 1:2 cement sand plaster and finished with a floating coat of neat cement left absolutely smooth polished and correct to template finished with two coats of sodium silicate wherever required. The rates include the cost of accurately planed and fitted centring moulds and supports for all works as well as for all curves, bends, falls and other special work and cleaning out the sewer throughout their lengths. Sodium silicate and steel will be supplied free of cost at the stores of the Engineer- in-charge | 1295mm | Metre | 10647
Sewerage and Drainage | 21.70.9 | Construction of R.C.C. cum brick circular (pressure type) sewer with full section without triangular portion concrete in bed as per standard drawings where the invert level of the sewer is 1. 5 metres below ground level including dressing of beds and sides of trenches to exact profiles, grades and alignments, cement concrete 1: 3:6 in beds and sides, RC C. ring of cement concrete 1:24:, Specially hand moulded 1st class radiated brick work laid in 1:3 cement sand mortar in the inner and outer arch rings of the sewers and with the entire inner surface of the sewer rendered with neat cement not less than 12 mm in thickness of 1:2 cement sand plaster and finished with a floating coat of neat cement left absolutely smooth polished and correct to template finished with two coats of sodium silicate wherever required. The rates include the cost of accurately planed and fitted centring moulds and supports for all works as well as for all curves, bends, falls and other special work and cleaning out the sewer throughout their lengths. Sodium silicate and steel will be supplied free of cost at the stores of the Engineer- in-charge | 1370 mm | Metre | 11095
Sewerage and Drainage | 21.70.10 | Construction of R.C.C. cum brick circular (pressure type) sewer with full section without triangular portion concrete in bed as per standard drawings where the invert level of the sewer is 1. 5 metres below ground level including dressing of beds and sides of trenches to exact profiles, grades and alignments, cement concrete 1: 3:6 in beds and sides, RC C. ring of cement concrete 1:24:, Specially hand moulded 1st class radiated brick work laid in 1:3 cement sand mortar in the inner and outer arch rings of the sewers and with the entire inner surface of the sewer rendered with neat cement not less than 12 mm in thickness of 1:2 cement sand plaster and finished with a floating coat of neat cement left absolutely smooth polished and correct to template finished with two coats of sodium silicate wherever required. The rates include the cost of accurately planed and fitted centring moulds and supports for all works as well as for all curves, bends, falls and other special work and cleaning out the sewer throughout their lengths. Sodium silicate and steel will be supplied free of cost at the stores of the Engineer- in-charge | 1450mm | Metre | 11632
Sewerage and Drainage | 21.70.11 | Construction of R.C.C. cum brick circular (pressure type) sewer with full section without triangular portion concrete in bed as per standard drawings where the invert level of the sewer is 1. 5 metres below ground level including dressing of beds and sides of trenches to exact profiles, grades and alignments, cement concrete 1: 3:6 in beds and sides, RC C. ring of cement concrete 1:24:, Specially hand moulded 1st class radiated brick work laid in 1:3 cement sand mortar in the inner and outer arch rings of the sewers and with the entire inner surface of the sewer rendered with neat cement not less than 12 mm in thickness of 1:2 cement sand plaster and finished with a floating coat of neat cement left absolutely smooth polished and correct to template finished with two coats of sodium silicate wherever required. The rates include the cost of accurately planed and fitted centring moulds and supports for all works as well as for all curves, bends, falls and other special work and cleaning out the sewer throughout their lengths. Sodium silicate and steel will be supplied free of cost at the stores of the Engineer- in-charge | 1525mm | Metre | 12133
Sewerage and Drainage | 21.71.1 | Extra over and above the rates for item no.21. 70 for every additional 4 metres depth or part there of for invert level beyond 1.5 metre below ground level The finished inside diametre of sewer being | 760mm | Metre | 56
Sewerage and Drainage | 21.71.2 | Extra over and above the rates for item no.21. 70 for every additional 4 metres depth or part there of for invert level beyond 1.5 metre below ground level The finished inside diametre of sewer being | 840mm | Metre | 61
Sewerage and Drainage | 21.71.3 | Extra over and above the rates for item no.21. 70 for every additional 4 metres depth or part there of for invert level beyond 1.5 metre below ground level The finished inside diametre of sewer being | 915mm | Metre | 67
Sewerage and Drainage | 21.71.4 | Extra over and above the rates for item no.21. 70 for every additional 4 metres depth or part there of for invert level beyond 1.5 metre below ground level The finished inside diametre of sewer being | 990mm | Metre | 72
Sewerage and Drainage | 21.71.5 | Extra over and above the rates for item no.21. 70 for every additional 4 metres depth or part there of for invert level beyond 1.5 metre below ground level The finished inside diametre of sewer being | 1065mm | Metre | 76
Sewerage and Drainage | 21.71.6 | Extra over and above the rates for item no.21. 70 for every additional 4 metres depth or part there of for invert level beyond 1.5 metre below ground level The finished inside diametre of sewer being | 1145m m | Metre | 86
Sewerage and Drainage | 21.71.7 | Extra over and above the rates for item no.21. 70 for every additional 4 metres depth or part there of for invert level beyond 1.5 metre below ground level The finished inside diametre of sewer being | 1220mm | Metre | 91
Sewerage and Drainage | 21.71.8 | Extra over and above the rates for item no.21. 70 for every additional 4 metres depth or part there of for invert level beyond 1.5 metre below ground level The finished inside diametre of sewer being | 1295mm | Metre | 99
Sewerage and Drainage | 21.71.9 | Extra over and above the rates for item no.21. 70 for every additional 4 metres depth or part there of for invert level beyond 1.5 metre below ground level The finished inside diametre of sewer being | 1370m m | Metre | 102
Sewerage and Drainage | 21.71.10 | Extra over and above the rates for item no.21. 70 for every additional 4 metres depth or part there of for invert level beyond 1.5 metre below ground level The finished inside diametre of sewer being | 1450mm | Metre | 107
Sewerage and Drainage | 21.71.11 | Extra over and above the rates for item no.21. 70 for every additional 4 metres depth or part there of for invert level beyond 1.5 metre below ground level The finished inside diametre of sewer being | 1525mm | Metre | 112
Sewerage and Drainage | 21.72.1 | Construction of R.C.C cum brick circular (pressure type) sewers with triangular portion concrete in bed as per standard drawings as described in item no.21.70a bove. The finished inside diametre of sewer being | 760mm | Metre | 6530
Sewerage and Drainage | 21.72.2 | Construction of R.C.C cum brick circular (pressure type) sewers with triangular portion concrete in bed as per standard drawings as described in item no.21.70a bove. The finished inside diametre of sewer being | 840mm | Metre | 7238
Sewerage and Drainage | 21.72.3 | Construction of R.C.C cum brick circular (pressure type) sewers with triangular portion concrete in bed as per standard drawings as described in item no.21.70a bove. The finished inside diametre of sewer being | 915mm | Metre | 7847
Sewerage and Drainage | 21.72.4 | Construction of R.C.C cum brick circular (pressure type) sewers with triangular portion concrete in bed as per standard drawings as described in item no.21.70a bove. The finished inside diametre of sewer being | 990mm | Metre | 8493
Sewerage and Drainage | 21.72.5 | Construction of R.C.C cum brick circular (pressure type) sewers with triangular portion concrete in bed as per standard drawings as described in item no.21.70a bove. The finished inside diametre of sewer being | 1065mm | Metre | 9091
Sewerage and Drainage | 21.72.6 | Construction of R.C.C cum brick circular (pressure type) sewers with triangular portion concrete in bed as per standard drawings as described in item no.21.70a bove. The finished inside diametre of sewer being | 1145 mm | Metre | 10397
Sewerage and Drainage | 21.72.7 | Construction of R.C.C cum brick circular (pressure type) sewers with triangular portion concrete in bed as per standard drawings as described in item no.21.70a bove. The finished inside diametre of sewer being | 1220mm | Metre | 11145
Sewerage and Drainage | 21.72.8 | Construction of R.C.C cum brick circular (pressure type) sewers with triangular portion concrete in bed as per standard drawings as described in item no.21.70a bove. The finished inside diametre of sewer being | 1295mm | Metre | 12096
Sewerage and Drainage | 21.72.9 | Construction of R.C.C cum brick circular (pressure type) sewers with triangular portion concrete in bed as per standard drawings as described in item no.21.70a bove. The finished inside diametre of sewer being | 1370m m | Metre | 12673
Sewerage and Drainage | 21.72.10 | Construction of R.C.C cum brick circular (pressure type) sewers with triangular portion concrete in bed as per standard drawings as described in item no.21.70a bove. The finished inside diametre of sewer being | 1450mm | Metre | 13308
Sewerage and Drainage | 21.72.11 | Construction of R.C.C cum brick circular (pressure type) sewers with triangular portion concrete in bed as per standard drawings as described in item no.21.70a bove. The finished inside diametre of sewer being | 1525mm | Metre | 13937
Sewerage and Drainage | 21.73.1 | Extra over and above the rates for item No. 21.72 for every additional 4 metres depth or part thereof for depth of the invert level beyond 1.5 metres below ground level. The finished inside diametre of sewer being | 760mm | Metre | 61
Sewerage and Drainage | 21.73.2 | Extra over and above the rates for item No. 21.72 for every additional 4 metres depth or part thereof for depth of the invert level beyond 1.5 metres below ground level. The finished inside diametre of sewer being | 840mm | Metre | 67
Sewerage and Drainage | 21.73.3 | Extra over and above the rates for item No. 21.72 for every additional 4 metres depth or part thereof for depth of the invert level beyond 1.5 metres below ground level. The finished inside diametre of sewer being | 915mm | Metre | 73
Sewerage and Drainage | 21.73.4 | Extra over and above the rates for item No. 21.72 for every additional 4 metres depth or part thereof for depth of the invert level beyond 1.5 metres below ground level. The finished inside diametre of sewer being | 990mm | Metre | 79
Sewerage and Drainage | 21.73.5 | Extra over and above the rates for item No. 21.72 for every additional 4 metres depth or part thereof for depth of the invert level beyond 1.5 metres below ground level. The finished inside diametre of sewer being | 1065mm | Metre | 84
Sewerage and Drainage | 21.73.6 | Extra over and above the rates for item No. 21.72 for every additional 4 metres depth or part thereof for depth of the invert level beyond 1.5 metres below ground level. The finished inside diametre of sewer being | 1145 mm | Metre | 95
Sewerage and Drainage | 21.73.7 | Extra over and above the rates for item No. 21.72 for every additional 4 metres depth or part thereof for depth of the invert level beyond 1.5 metres below ground level. The finished inside diametre of sewer being | 1220mm | Metre | 102
Sewerage and Drainage | 21.73.8 | Extra over and above the rates for item No. 21.72 for every additional 4 metres depth or part thereof for depth of the invert level beyond 1.5 metres below ground level. The finished inside diametre of sewer being | 1295mm | Metre | 111
Sewerage and Drainage | 21.73.9 | Extra over and above the rates for item No. 21.72 for every additional 4 metres depth or part thereof for depth of the invert level beyond 1.5 metres below ground level. The finished inside diametre of sewer being | 1370 mm | Metre | 115
Sewerage and Drainage | 21.73.10 | Extra over and above the rates for item No. 21.72 for every additional 4 metres depth or part thereof for depth of the invert level beyond 1.5 metres below ground level. The finished inside diametre of sewer being | 1450mm | Metre | 121
Sewerage and Drainage | 21.73.11 | Extra over and above the rates for item No. 21.72 for every additional 4 metres depth or part thereof for depth of the invert level beyond 1.5 metres below ground level. The finished inside diametre of sewer being | 1525mm | Metre | 127
Sewerage and Drainage | 21.74.1 | Construction of R. C.C.-cum-brick circular (pressure type) sewer as per standard drawings where the invert level of the sewer is up to 1.5 metres below ground level built up to one half height only (as constructed in manholes lengths) without triangular portion concrete in bed including dressing of beds and sides of trenches to exact profiles, grade and alignments, cement concrete 1: 3:6 in beds and sides, R.C.C. ring of cement concrete 1:2:4, specially hand moulded first dass radiated brick work laid in 1: 3 cement sand mortar in the inner arch ring of the sewer with the entire inner surface of the sewer rendered with neat cement not less than 12 mm in thickness of 1: 2 cement sand plaster and finished with a floating coat of neat cement left absolutely smooth polished and correct to templates, finished with two coats of sodium silicate wherever required, The rates include the cost of accurately planed and fitted centring moulds and supports for all works and cleaning out the sewer throughout their lengths. sodium silicate and steel will be supplied free of cost at the stores of the Engineer-in-in charge.T he finished inside diametre of sewer being | 760mm | Metre | 2185
Sewerage and Drainage | 21.74.2 | Construction of R. C.C.-cum-brick circular (pressure type) sewer as per standard drawings where the invert level of the sewer is up to 1.5 metres below ground level built up to one half height only (as constructed in manholes lengths) without triangular portion concrete in bed including dressing of beds and sides of trenches to exact profiles, grade and alignments, cement concrete 1: 3:6 in beds and sides, R.C.C. ring of cement concrete 1:2:4, specially hand moulded first dass radiated brick work laid in 1: 3 cement sand mortar in the inner arch ring of the sewer with the entire inner surface of the sewer rendered with neat cement not less than 12 mm in thickness of 1: 2 cement sand plaster and finished with a floating coat of neat cement left absolutely smooth polished and correct to templates, finished with two coats of sodium silicate wherever required, The rates include the cost of accurately planed and fitted centring moulds and supports for all works and cleaning out the sewer throughout their lengths. sodium silicate and steel will be supplied free of cost at the stores of the Engineer-in-in charge.T he finished inside diametre of sewer being | 840mm | Metre | 2435
Sewerage and Drainage | 21.74.3 | Construction of R. C.C.-cum-brick circular (pressure type) sewer as per standard drawings where the invert level of the sewer is up to 1.5 metres below ground level built up to one half height only (as constructed in manholes lengths) without triangular portion concrete in bed including dressing of beds and sides of trenches to exact profiles, grade and alignments, cement concrete 1: 3:6 in beds and sides, R.C.C. ring of cement concrete 1:2:4, specially hand moulded first dass radiated brick work laid in 1: 3 cement sand mortar in the inner arch ring of the sewer with the entire inner surface of the sewer rendered with neat cement not less than 12 mm in thickness of 1: 2 cement sand plaster and finished with a floating coat of neat cement left absolutely smooth polished and correct to templates, finished with two coats of sodium silicate wherever required, The rates include the cost of accurately planed and fitted centring moulds and supports for all works and cleaning out the sewer throughout their lengths. sodium silicate and steel will be supplied free of cost at the stores of the Engineer-in-in charge.T he finished inside diametre of sewer being | 915mm | Metre | 2600
Sewerage and Drainage | 21.74.4 | Construction of R. C.C.-cum-brick circular (pressure type) sewer as per standard drawings where the invert level of the sewer is up to 1.5 metres below ground level built up to one half height only (as constructed in manholes lengths) without triangular portion concrete in bed including dressing of beds and sides of trenches to exact profiles, grade and alignments, cement concrete 1: 3:6 in beds and sides, R.C.C. ring of cement concrete 1:2:4, specially hand moulded first dass radiated brick work laid in 1: 3 cement sand mortar in the inner arch ring of the sewer with the entire inner surface of the sewer rendered with neat cement not less than 12 mm in thickness of 1: 2 cement sand plaster and finished with a floating coat of neat cement left absolutely smooth polished and correct to templates, finished with two coats of sodium silicate wherever required, The rates include the cost of accurately planed and fitted centring moulds and supports for all works and cleaning out the sewer throughout their lengths. sodium silicate and steel will be supplied free of cost at the stores of the Engineer-in-in charge.T he finished inside diametre of sewer being | 990mm | Metre | 2766
Sewerage and Drainage | 21.74.5 | Construction of R. C.C.-cum-brick circular (pressure type) sewer as per standard drawings where the invert level of the sewer is up to 1.5 metres below ground level built up to one half height only (as constructed in manholes lengths) without triangular portion concrete in bed including dressing of beds and sides of trenches to exact profiles, grade and alignments, cement concrete 1: 3:6 in beds and sides, R.C.C. ring of cement concrete 1:2:4, specially hand moulded first dass radiated brick work laid in 1: 3 cement sand mortar in the inner arch ring of the sewer with the entire inner surface of the sewer rendered with neat cement not less than 12 mm in thickness of 1: 2 cement sand plaster and finished with a floating coat of neat cement left absolutely smooth polished and correct to templates, finished with two coats of sodium silicate wherever required, The rates include the cost of accurately planed and fitted centring moulds and supports for all works and cleaning out the sewer throughout their lengths. sodium silicate and steel will be supplied free of cost at the stores of the Engineer-in-in charge.T he finished inside diametre of sewer being | 1065mm | Metre | 3003
Sewerage and Drainage | 21.74.6 | Construction of R. C.C.-cum-brick circular (pressure type) sewer as per standard drawings where the invert level of the sewer is up to 1.5 metres below ground level built up to one half height only (as constructed in manholes lengths) without triangular portion concrete in bed including dressing of beds and sides of trenches to exact profiles, grade and alignments, cement concrete 1: 3:6 in beds and sides, R.C.C. ring of cement concrete 1:2:4, specially hand moulded first dass radiated brick work laid in 1: 3 cement sand mortar in the inner arch ring of the sewer with the entire inner surface of the sewer rendered with neat cement not less than 12 mm in thickness of 1: 2 cement sand plaster and finished with a floating coat of neat cement left absolutely smooth polished and correct to templates, finished with two coats of sodium silicate wherever required, The rates include the cost of accurately planed and fitted centring moulds and supports for all works and cleaning out the sewer throughout their lengths. sodium silicate and steel will be supplied free of cost at the stores of the Engineer-in-in charge.T he finished inside diametre of sewer being | 1145m m | Metre | 3309
Sewerage and Drainage | 21.74.7 | Construction of R. C.C.-cum-brick circular (pressure type) sewer as per standard drawings where the invert level of the sewer is up to 1.5 metres below ground level built up to one half height only (as constructed in manholes lengths) without triangular portion concrete in bed including dressing of beds and sides of trenches to exact profiles, grade and alignments, cement concrete 1: 3:6 in beds and sides, R.C.C. ring of cement concrete 1:2:4, specially hand moulded first dass radiated brick work laid in 1: 3 cement sand mortar in the inner arch ring of the sewer with the entire inner surface of the sewer rendered with neat cement not less than 12 mm in thickness of 1: 2 cement sand plaster and finished with a floating coat of neat cement left absolutely smooth polished and correct to templates, finished with two coats of sodium silicate wherever required, The rates include the cost of accurately planed and fitted centring moulds and supports for all works and cleaning out the sewer throughout their lengths. sodium silicate and steel will be supplied free of cost at the stores of the Engineer-in-in charge.T he finished inside diametre of sewer being | 1220mm | Metre | 3503
Sewerage and Drainage | 21.74.8 | Construction of R. C.C.-cum-brick circular (pressure type) sewer as per standard drawings where the invert level of the sewer is up to 1.5 metres below ground level built up to one half height only (as constructed in manholes lengths) without triangular portion concrete in bed including dressing of beds and sides of trenches to exact profiles, grade and alignments, cement concrete 1: 3:6 in beds and sides, R.C.C. ring of cement concrete 1:2:4, specially hand moulded first dass radiated brick work laid in 1: 3 cement sand mortar in the inner arch ring of the sewer with the entire inner surface of the sewer rendered with neat cement not less than 12 mm in thickness of 1: 2 cement sand plaster and finished with a floating coat of neat cement left absolutely smooth polished and correct to templates, finished with two coats of sodium silicate wherever required, The rates include the cost of accurately planed and fitted centring moulds and supports for all works and cleaning out the sewer throughout their lengths. sodium silicate and steel will be supplied free of cost at the stores of the Engineer-in-in charge.T he finished inside diametre of sewer being | 1295mm | Metre | 3745
Sewerage and Drainage | 21.74.9 | Construction of R. C.C.-cum-brick circular (pressure type) sewer as per standard drawings where the invert level of the sewer is up to 1.5 metres below ground level built up to one half height only (as constructed in manholes lengths) without triangular portion concrete in bed including dressing of beds and sides of trenches to exact profiles, grade and alignments, cement concrete 1: 3:6 in beds and sides, R.C.C. ring of cement concrete 1:2:4, specially hand moulded first dass radiated brick work laid in 1: 3 cement sand mortar in the inner arch ring of the sewer with the entire inner surface of the sewer rendered with neat cement not less than 12 mm in thickness of 1: 2 cement sand plaster and finished with a floating coat of neat cement left absolutely smooth polished and correct to templates, finished with two coats of sodium silicate wherever required, The rates include the cost of accurately planed and fitted centring moulds and supports for all works and cleaning out the sewer throughout their lengths. sodium silicate and steel will be supplied free of cost at the stores of the Engineer-in-in charge.T he finished inside diametre of sewer being | 1370 mm | Metre | 3977
Sewerage and Drainage | 21.74.10 | Construction of R. C.C.-cum-brick circular (pressure type) sewer as per standard drawings where the invert level of the sewer is up to 1.5 metres below ground level built up to one half height only (as constructed in manholes lengths) without triangular portion concrete in bed including dressing of beds and sides of trenches to exact profiles, grade and alignments, cement concrete 1: 3:6 in beds and sides, R.C.C. ring of cement concrete 1:2:4, specially hand moulded first dass radiated brick work laid in 1: 3 cement sand mortar in the inner arch ring of the sewer with the entire inner surface of the sewer rendered with neat cement not less than 12 mm in thickness of 1: 2 cement sand plaster and finished with a floating coat of neat cement left absolutely smooth polished and correct to templates, finished with two coats of sodium silicate wherever required, The rates include the cost of accurately planed and fitted centring moulds and supports for all works and cleaning out the sewer throughout their lengths. sodium silicate and steel will be supplied free of cost at the stores of the Engineer-in-in charge.T he finished inside diametre of sewer being | 1450mm | Metre | 4176
Sewerage and Drainage | 21.74.11 | Construction of R. C.C.-cum-brick circular (pressure type) sewer as per standard drawings where the invert level of the sewer is up to 1.5 metres below ground level built up to one half height only (as constructed in manholes lengths) without triangular portion concrete in bed including dressing of beds and sides of trenches to exact profiles, grade and alignments, cement concrete 1: 3:6 in beds and sides, R.C.C. ring of cement concrete 1:2:4, specially hand moulded first dass radiated brick work laid in 1: 3 cement sand mortar in the inner arch ring of the sewer with the entire inner surface of the sewer rendered with neat cement not less than 12 mm in thickness of 1: 2 cement sand plaster and finished with a floating coat of neat cement left absolutely smooth polished and correct to templates, finished with two coats of sodium silicate wherever required, The rates include the cost of accurately planed and fitted centring moulds and supports for all works and cleaning out the sewer throughout their lengths. sodium silicate and steel will be supplied free of cost at the stores of the Engineer-in-in charge.T he finished inside diametre of sewer being | 1525mm | Metre | 4401
Sewerage and Drainage | 21.75.1 | Extra over and above the rates for item no.21.74 for every additional 4 metres depth or part there of for invert level beyond 1.5 metre below ground level. The finished inside diametre of sewer being | 760mm | Metre | 31
Sewerage and Drainage | 21.75.2 | Extra over and above the rates for item no.21.74 for every additional 4 metres depth or part there of for invert level beyond 1.5 metre below ground level. The finished inside diametre of sewer being | 840mm | Metre | 34
Sewerage and Drainage | 21.75.3 | Extra over and above the rates for item no.21.74 for every additional 4 metres depth or part there of for invert level beyond 1.5 metre below ground level. The finished inside diametre of sewer being | 915mm | Metre | 37
Sewerage and Drainage | 21.75.4 | Extra over and above the rates for item no.21.74 for every additional 4 metres depth or part there of for invert level beyond 1.5 metre below ground level. The finished inside diametre of sewer being | 990mm | Metre | 40
Sewerage and Drainage | 21.75.5 | Extra over and above the rates for item no.21.74 for every additional 4 metres depth or part there of for invert level beyond 1.5 metre below ground level. The finished inside diametre of sewer being | 1065mm | Metre | 43
Sewerage and Drainage | 21.75.6 | Extra over and above the rates for item no.21.74 for every additional 4 metres depth or part there of for invert level beyond 1.5 metre below ground level. The finished inside diametre of sewer being | 1145m m | Metre | 48
Sewerage and Drainage | 21.75.7 | Extra over and above the rates for item no.21.74 for every additional 4 metres depth or part there of for invert level beyond 1.5 metre below ground level. The finished inside diametre of sewer being | 1220mm | Metre | 51
Sewerage and Drainage | 21.75.8 | Extra over and above the rates for item no.21.74 for every additional 4 metres depth or part there of for invert level beyond 1.5 metre below ground level. The finished inside diametre of sewer being | 1295mm | Metre | 54
Sewerage and Drainage | 21.75.9 | Extra over and above the rates for item no.21.74 for every additional 4 metres depth or part there of for invert level beyond 1.5 metre below ground level. The finished inside diametre of sewer being | 1370 mm | Metre | 57
Sewerage and Drainage | 21.75.10 | Extra over and above the rates for item no.21.74 for every additional 4 metres depth or part there of for invert level beyond 1.5 metre below ground level. The finished inside diametre of sewer being | 1450mm | Metre | 59
Sewerage and Drainage | 21.75.11 | Extra over and above the rates for item no.21.74 for every additional 4 metres depth or part there of for invert level beyond 1.5 metre below ground level. The finished inside diametre of sewer being | 1525mm | Metre | 61
Sewerage and Drainage | 21.76.1 | Construction of RCC-cum-Brick circular (pressure type) sewers with triangular portion concrete in bed as per standard drawings as per described in item no. 21.74a bove. The finished inside dia metre of sewer being | 760mm | Metre | 2797
Sewerage and Drainage | 21.76.2 | Construction of RCC-cum-Brick circular (pressure type) sewers with triangular portion concrete in bed as per standard drawings as per described in item no. 21.74a bove. The finished inside dia metre of sewer being | 840mm | Metre | 3176
Sewerage and Drainage | 21.76.3 | Construction of RCC-cum-Brick circular (pressure type) sewers with triangular portion concrete in bed as per standard drawings as per described in item no. 21.74a bove. The finished inside dia metre of sewer being | 915mm | Metre | 3373
Sewerage and Drainage | 21.76.4 | Construction of RCC-cum-Brick circular (pressure type) sewers with triangular portion concrete in bed as per standard drawings as per described in item no. 21.74a bove. The finished inside dia metre of sewer being | 990mm | Metre | 3636
Sewerage and Drainage | 21.76.5 | Construction of RCC-cum-Brick circular (pressure type) sewers with triangular portion concrete in bed as per standard drawings as per described in item no. 21.74a bove. The finished inside dia metre of sewer being | 1065mm | Metre | 3970
Sewerage and Drainage | 21.76.6 | Construction of RCC-cum-Brick circular (pressure type) sewers with triangular portion concrete in bed as per standard drawings as per described in item no. 21.74a bove. The finished inside dia metre of sewer being | 1145 mm | Metre | 4501
Sewerage and Drainage | 21.76.7 | Construction of RCC-cum-Brick circular (pressure type) sewers with triangular portion concrete in bed as per standard drawings as per described in item no. 21.74a bove. The finished inside dia metre of sewer being | 1220mm | Metre | 4888
Sewerage and Drainage | 21.76.8 | Construction of RCC-cum-Brick circular (pressure type) sewers with triangular portion concrete in bed as per standard drawings as per described in item no. 21.74a bove. The finished inside dia metre of sewer being | 1295mm | Metre | 5194
Sewerage and Drainage | 21.76.9 | Construction of RCC-cum-Brick circular (pressure type) sewers with triangular portion concrete in bed as per standard drawings as per described in item no. 21.74a bove. The finished inside dia metre of sewer being | 1370 mm | Metre | 5555
Sewerage and Drainage | 21.76.10 | Construction of RCC-cum-Brick circular (pressure type) sewers with triangular portion concrete in bed as per standard drawings as per described in item no. 21.74a bove. The finished inside dia metre of sewer being | 1450mm | Metre | 5851
Sewerage and Drainage | 21.76.11 | Construction of RCC-cum-Brick circular (pressure type) sewers with triangular portion concrete in bed as per standard drawings as per described in item no. 21.74a bove. The finished inside dia metre of sewer being | 1525mm | Metre | 6204
Sewerage and Drainage | 21.77.1 | Extra over and above the rates for item no.21. 76 above for every additional 4 metres depth or part thereof for depth of invert level beyond 1.5 metres below ground level.T he finished inside diametre of sewer being | 760mm | Metre | 36
Sewerage and Drainage | 21.77.2 | Extra over and above the rates for item no.21. 76 above for every additional 4 metres depth or part thereof for depth of invert level beyond 1.5 metres below ground level.T he finished inside diametre of sewer being | 840mm | Metre | 40
Sewerage and Drainage | 21.77.3 | Extra over and above the rates for item no.21. 76 above for every additional 4 metres depth or part thereof for depth of invert level beyond 1.5 metres below ground level.T he finished inside diametre of sewer being | 915mm | Metre | 43
Sewerage and Drainage | 21.77.4 | Extra over and above the rates for item no.21. 76 above for every additional 4 metres depth or part thereof for depth of invert level beyond 1.5 metres below ground level.T he finished inside diametre of sewer being | 990mm | Metre | 47
Sewerage and Drainage | 21.77.5 | Extra over and above the rates for item no.21. 76 above for every additional 4 metres depth or part thereof for depth of invert level beyond 1.5 metres below ground level.T he finished inside diametre of sewer being | 1065mm | Metre | 51
Sewerage and Drainage | 21.77.6 | Extra over and above the rates for item no.21. 76 above for every additional 4 metres depth or part thereof for depth of invert level beyond 1.5 metres below ground level.T he finished inside diametre of sewer being | 1145m m | Metre | 58
Sewerage and Drainage | 21.77.7 | Extra over and above the rates for item no.21. 76 above for every additional 4 metres depth or part thereof for depth of invert level beyond 1.5 metres below ground level.T he finished inside diametre of sewer being | 1220mm | Metre | 62
Sewerage and Drainage | 21.77.8 | Extra over and above the rates for item no.21. 76 above for every additional 4 metres depth or part thereof for depth of invert level beyond 1.5 metres below ground level.T he finished inside diametre of sewer being | 1295mm | Metre | 66
Sewerage and Drainage | 21.77.9 | Extra over and above the rates for item no.21. 76 above for every additional 4 metres depth or part thereof for depth of invert level beyond 1.5 metres below ground level.T he finished inside diametre of sewer being | 1370m m | Metre | 69
Sewerage and Drainage | 21.77.10 | Extra over and above the rates for item no.21. 76 above for every additional 4 metres depth or part thereof for depth of invert level beyond 1.5 metres below ground level.T he finished inside diametre of sewer being | 1450mm | Metre | 73
Sewerage and Drainage | 21.77.11 | Extra over and above the rates for item no.21. 76 above for every additional 4 metres depth or part thereof for depth of invert level beyond 1.5 metres below ground level.T he finished inside diametre of sewer being | 1525mm per L. CIRCULAR STORM WATER BRICK DRAINS | Metre | 76
Sewerage and Drainage | 21.79.1 | Construction of brick circular storm water drains as per standard drawings as described in item no. 21.78 above but with cement lime sand concrete 1:2:9:24 with stone ballast of 20m m (as specified in item no. 10.18) gauge in beds and sides. The finished inside diametre of storm water drain being | 685mm | Metre | 3472
Sewerage and Drainage | 21.79.2 | Construction of brick circular storm water drains as per standard drawings as described in item no. 21.78 above but with cement lime sand concrete 1:2:9:24 with stone ballast of 20m m (as specified in item no. 10.18) gauge in beds and sides. The finished inside diametre of storm water drain being | 760mm | Metre | 3757
Sewerage and Drainage | 21.79.3 | Construction of brick circular storm water drains as per standard drawings as described in item no. 21.78 above but with cement lime sand concrete 1:2:9:24 with stone ballast of 20m m (as specified in item no. 10.18) gauge in beds and sides. The finished inside diametre of storm water drain being | 840mm | Metre | 4100
Sewerage and Drainage | 21.79.4 | Construction of brick circular storm water drains as per standard drawings as described in item no. 21.78 above but with cement lime sand concrete 1:2:9:24 with stone ballast of 20m m (as specified in item no. 10.18) gauge in beds and sides. The finished inside diametre of storm water drain being | 915mm | Metre | 4416
Sewerage and Drainage | 21.79.5 | Construction of brick circular storm water drains as per standard drawings as described in item no. 21.78 above but with cement lime sand concrete 1:2:9:24 with stone ballast of 20m m (as specified in item no. 10.18) gauge in beds and sides. The finished inside diametre of storm water drain being | 990mm | Metre | 4707
Sewerage and Drainage | 21.79.6 | Construction of brick circular storm water drains as per standard drawings as described in item no. 21.78 above but with cement lime sand concrete 1:2:9:24 with stone ballast of 20m m (as specified in item no. 10.18) gauge in beds and sides. The finished inside diametre of storm water drain being | 1065mm | Metre | 4998
Sewerage and Drainage | 21.79.7 | Construction of brick circular storm water drains as per standard drawings as described in item no. 21.78 above but with cement lime sand concrete 1:2:9:24 with stone ballast of 20m m (as specified in item no. 10.18) gauge in beds and sides. The finished inside diametre of storm water drain being | 1145m m | Metre | 5347
Sewerage and Drainage | 21.79.8 | Construction of brick circular storm water drains as per standard drawings as described in item no. 21.78 above but with cement lime sand concrete 1:2:9:24 with stone ballast of 20m m (as specified in item no. 10.18) gauge in beds and sides. The finished inside diametre of storm water drain being | 1220mm | Metre | 5641
Sewerage and Drainage | 21.79.9 | Construction of brick circular storm water drains as per standard drawings as described in item no. 21.78 above but with cement lime sand concrete 1:2:9:24 with stone ballast of 20m m (as specified in item no. 10.18) gauge in beds and sides. The finished inside diametre of storm water drain being | 1295mm | Metre | 5936
Sewerage and Drainage | 21.79.10 | Construction of brick circular storm water drains as per standard drawings as described in item no. 21.78 above but with cement lime sand concrete 1:2:9:24 with stone ballast of 20m m (as specified in item no. 10.18) gauge in beds and sides. The finished inside diametre of storm water drain being | 1370m m | Metre | 6233
Sewerage and Drainage | 21.79.11 | Construction of brick circular storm water drains as per standard drawings as described in item no. 21.78 above but with cement lime sand concrete 1:2:9:24 with stone ballast of 20m m (as specified in item no. 10.18) gauge in beds and sides. The finished inside diametre of storm water drain being | 1450mm | Metre | 6578
Sewerage and Drainage | 21.79.12 | Construction of brick circular storm water drains as per standard drawings as described in item no. 21.78 above but with cement lime sand concrete 1:2:9:24 with stone ballast of 20m m (as specified in item no. 10.18) gauge in beds and sides. The finished inside diametre of storm water drain being | 1525mm | Metre | 6905
Sewerage and Drainage | 21.79.13 | Construction of brick circular storm water drains as per standard drawings as described in item no. 21.78 above but with cement lime sand concrete 1:2:9:24 with stone ballast of 20m m (as specified in item no. 10.18) gauge in beds and sides. The finished inside diametre of storm water drain being | 1600mm | Metre | 7204
Sewerage and Drainage | 21.79.14 | Construction of brick circular storm water drains as per standard drawings as described in item no. 21.78 above but with cement lime sand concrete 1:2:9:24 with stone ballast of 20m m (as specified in item no. 10.18) gauge in beds and sides. The finished inside diametre of storm water drain being | 1680mm | Metre | 7509
Sewerage and Drainage | 21.79.15 | Construction of brick circular storm water drains as per standard drawings as described in item no. 21.78 above but with cement lime sand concrete 1:2:9:24 with stone ballast of 20m m (as specified in item no. 10.18) gauge in beds and sides. The finished inside diametre of storm water drain being | 1755mm | Metre | 7867
Sewerage and Drainage | 21.79.16 | Construction of brick circular storm water drains as per standard drawings as described in item no. 21.78 above but with cement lime sand concrete 1:2:9:24 with stone ballast of 20m m (as specified in item no. 10.18) gauge in beds and sides. The finished inside diametre of storm water drain being | 1830mm | Metre | 8170
Sewerage and Drainage | 21.80.1 | Extra over and above the rates for item No. 21.78 and 21.79 for every additional 4 metres depth or part thereof for depth of invert level beyond 1.5 metres below ground level. The finished inside diameter of storm water drain being | 685mm | Metre | 49
Sewerage and Drainage | 21.80.2 | Extra over and above the rates for item No. 21.78 and 21.79 for every additional 4 metres depth or part thereof for depth of invert level beyond 1.5 metres below ground level. The finished inside diameter of storm water drain being | 760mm | Metre | 53
Sewerage and Drainage | 21.80.3 | Extra over and above the rates for item No. 21.78 and 21.79 for every additional 4 metres depth or part thereof for depth of invert level beyond 1.5 metres below ground level. The finished inside diameter of storm water drain being | 840mm | Metre | 58
Sewerage and Drainage | 21.80.4 | Extra over and above the rates for item No. 21.78 and 21.79 for every additional 4 metres depth or part thereof for depth of invert level beyond 1.5 metres below ground level. The finished inside diameter of storm water drain being | 915mm | Metre | 62
Sewerage and Drainage | 21.80.5 | Extra over and above the rates for item No. 21.78 and 21.79 for every additional 4 metres depth or part thereof for depth of invert level beyond 1.5 metres below ground level. The finished inside diameter of storm water drain being | 990mm | Metre | 66
Sewerage and Drainage | 21.80.6 | Extra over and above the rates for item No. 21.78 and 21.79 for every additional 4 metres depth or part thereof for depth of invert level beyond 1.5 metres below ground level. The finished inside diameter of storm water drain being | 1065mm | Metre | 70
Sewerage and Drainage | 21.80.7 | Extra over and above the rates for item No. 21.78 and 21.79 for every additional 4 metres depth or part thereof for depth of invert level beyond 1.5 metres below ground level. The finished inside diameter of storm water drain being | 1045mm | Metre | 74
Sewerage and Drainage | 21.80.8 | Extra over and above the rates for item No. 21.78 and 21.79 for every additional 4 metres depth or part thereof for depth of invert level beyond 1.5 metres below ground level. The finished inside diameter of storm water drain being | 1020mm | Metre | 78
Sewerage and Drainage | 21.80.9 | Extra over and above the rates for item No. 21.78 and 21.79 for every additional 4 metres depth or part thereof for depth of invert level beyond 1.5 metres below ground level. The finished inside diameter of storm water drain being | 1295mm | Metre | 82
Sewerage and Drainage | 21.80.10 | Extra over and above the rates for item No. 21.78 and 21.79 for every additional 4 metres depth or part thereof for depth of invert level beyond 1.5 metres below ground level. The finished inside diameter of storm water drain being | 1370m m | Metre | 86
Sewerage and Drainage | 21.80.11 | Extra over and above the rates for item No. 21.78 and 21.79 for every additional 4 metres depth or part thereof for depth of invert level beyond 1.5 metres below ground level. The finished inside diameter of storm water drain being | 1450mm | Metre | 91
Sewerage and Drainage | 21.80.12 | Extra over and above the rates for item No. 21.78 and 21.79 for every additional 4 metres depth or part thereof for depth of invert level beyond 1.5 metres below ground level. The finished inside diameter of storm water drain being | 1525mm | Metre | 95
Sewerage and Drainage | 21.80.13 | Extra over and above the rates for item No. 21.78 and 21.79 for every additional 4 metres depth or part thereof for depth of invert level beyond 1.5 metres below ground level. The finished inside diameter of storm water drain being | 1600mm | Metre | 99
Sewerage and Drainage | 21.80.14 | Extra over and above the rates for item No. 21.78 and 21.79 for every additional 4 metres depth or part thereof for depth of invert level beyond 1.5 metres below ground level. The finished inside diameter of storm water drain being | 1680mm | Metre | 103
Sewerage and Drainage | 21.80.15 | Extra over and above the rates for item No. 21.78 and 21.79 for every additional 4 metres depth or part thereof for depth of invert level beyond 1.5 metres below ground level. The finished inside diameter of storm water drain being | 1755mm | Metre | 108
Sewerage and Drainage | 21.80.16 | Extra over and above the rates for item No. 21.78 and 21.79 for every additional 4 metres depth or part thereof for depth of invert level beyond 1.5 metres below ground level. The finished inside diameter of storm water drain being | 1830mm | Metre | 112
Sewerage and Drainage | 21.82.1 | Construction of brick circular storm water drains as per standard drawings built up to one half height only (as constructed in manhole length )as per described in item No. 21.81 above, but with cement lime sand concrete 1: 2:9:24 with stone ballast of 20 mm gauge in beds and sides The finished inside diameter of storm water drain being | 685mm | Metre | 1711
Sewerage and Drainage | 21.82.2 | Construction of brick circular storm water drains as per standard drawings built up to one half height only (as constructed in manhole length )as per described in item No. 21.81 above, but with cement lime sand concrete 1: 2:9:24 with stone ballast of 20 mm gauge in beds and sides The finished inside diameter of storm water drain being | 760mm | Metre | 1826
Sewerage and Drainage | 21.82.3 | Construction of brick circular storm water drains as per standard drawings built up to one half height only (as constructed in manhole length )as per described in item No. 21.81 above, but with cement lime sand concrete 1: 2:9:24 with stone ballast of 20 mm gauge in beds and sides The finished inside diameter of storm water drain being | 840mm | Metre | 2032
Sewerage and Drainage | 21.82.4 | Construction of brick circular storm water drains as per standard drawings built up to one half height only (as constructed in manhole length )as per described in item No. 21.81 above, but with cement lime sand concrete 1: 2:9:24 with stone ballast of 20 mm gauge in beds and sides The finished inside diameter of storm water drain being | 915mm | Metre | 2171
Sewerage and Drainage | 21.82.5 | Construction of brick circular storm water drains as per standard drawings built up to one half height only (as constructed in manhole length )as per described in item No. 21.81 above, but with cement lime sand concrete 1: 2:9:24 with stone ballast of 20 mm gauge in beds and sides The finished inside diameter of storm water drain being | 990mm | Metre | 2288
Sewerage and Drainage | 21.82.6 | Construction of brick circular storm water drains as per standard drawings built up to one half height only (as constructed in manhole length )as per described in item No. 21.81 above, but with cement lime sand concrete 1: 2:9:24 with stone ballast of 20 mm gauge in beds and sides The finished inside diameter of storm water drain being | 1065mm | Metre | 2452
Sewerage and Drainage | 21.82.7 | Construction of brick circular storm water drains as per standard drawings built up to one half height only (as constructed in manhole length )as per described in item No. 21.81 above, but with cement lime sand concrete 1: 2:9:24 with stone ballast of 20 mm gauge in beds and sides The finished inside diameter of storm water drain being | 1145 mm | Metre | 2614
Sewerage and Drainage | 21.82.8 | Construction of brick circular storm water drains as per standard drawings built up to one half height only (as constructed in manhole length )as per described in item No. 21.81 above, but with cement lime sand concrete 1: 2:9:24 with stone ballast of 20 mm gauge in beds and sides The finished inside diameter of storm water drain being | 1220mm | Metre | 2736
Sewerage and Drainage | 21.82.9 | Construction of brick circular storm water drains as per standard drawings built up to one half height only (as constructed in manhole length )as per described in item No. 21.81 above, but with cement lime sand concrete 1: 2:9:24 with stone ballast of 20 mm gauge in beds and sides The finished inside diameter of storm water drain being | 1295mm | Metre | 2902
Sewerage and Drainage | 21.82.10 | Construction of brick circular storm water drains as per standard drawings built up to one half height only (as constructed in manhole length )as per described in item No. 21.81 above, but with cement lime sand concrete 1: 2:9:24 with stone ballast of 20 mm gauge in beds and sides The finished inside diameter of storm water drain being | 1370m m | Metre | 3022
Sewerage and Drainage | 21.82.11 | Construction of brick circular storm water drains as per standard drawings built up to one half height only (as constructed in manhole length )as per described in item No. 21.81 above, but with cement lime sand concrete 1: 2:9:24 with stone ballast of 20 mm gauge in beds and sides The finished inside diameter of storm water drain being | 1450mm | Metre | 3146
Sewerage and Drainage | 21.82.12 | Construction of brick circular storm water drains as per standard drawings built up to one half height only (as constructed in manhole length )as per described in item No. 21.81 above, but with cement lime sand concrete 1: 2:9:24 with stone ballast of 20 mm gauge in beds and sides The finished inside diameter of storm water drain being | 1525mm | Metre | 3336
Sewerage and Drainage | 21.82.13 | Construction of brick circular storm water drains as per standard drawings built up to one half height only (as constructed in manhole length )as per described in item No. 21.81 above, but with cement lime sand concrete 1: 2:9:24 with stone ballast of 20 mm gauge in beds and sides The finished inside diameter of storm water drain being | 1600mm | Metre | 3460
Sewerage and Drainage | 21.82.14 | Construction of brick circular storm water drains as per standard drawings built up to one half height only (as constructed in manhole length )as per described in item No. 21.81 above, but with cement lime sand concrete 1: 2:9:24 with stone ballast of 20 mm gauge in beds and sides The finished inside diameter of storm water drain being | 1680mm | Metre | 3632
Sewerage and Drainage | 21.82.15 | Construction of brick circular storm water drains as per standard drawings built up to one half height only (as constructed in manhole length )as per described in item No. 21.81 above, but with cement lime sand concrete 1: 2:9:24 with stone ballast of 20 mm gauge in beds and sides The finished inside diameter of storm water drain being | 1755mm | Metre | 3801
Sewerage and Drainage | 21.82.16 | Construction of brick circular storm water drains as per standard drawings built up to one half height only (as constructed in manhole length )as per described in item No. 21.81 above, but with cement lime sand concrete 1: 2:9:24 with stone ballast of 20 mm gauge in beds and sides The finished inside diameter of storm water drain being | 1830mm | Metre | 3928
Sewerage and Drainage | 21.83.1 | Extra over and above the rates for item No. 21.81 and 21.82 for every additional 4 metres depth or part there of for depth of invert level beyond 1.5 metres below ground level. The finished inside dia meter of storm water drain being | 685mm | Metre | 20
Sewerage and Drainage | 21.83.2 | Extra over and above the rates for item No. 21.81 and 21.82 for every additional 4 metres depth or part there of for depth of invert level beyond 1.5 metres below ground level. The finished inside dia meter of storm water drain being | 760mm | Metre | 22
Sewerage and Drainage | 21.83.3 | Extra over and above the rates for item No. 21.81 and 21.82 for every additional 4 metres depth or part there of for depth of invert level beyond 1.5 metres below ground level. The finished inside dia meter of storm water drain being | 840mm | Metre | 24
Sewerage and Drainage | 21.83.4 | Extra over and above the rates for item No. 21.81 and 21.82 for every additional 4 metres depth or part there of for depth of invert level beyond 1.5 metres below ground level. The finished inside dia meter of storm water drain being | 915mm | Metre | 26
Sewerage and Drainage | 21.83.5 | Extra over and above the rates for item No. 21.81 and 21.82 for every additional 4 metres depth or part there of for depth of invert level beyond 1.5 metres below ground level. The finished inside dia meter of storm water drain being | 990mm | Metre | 27
Sewerage and Drainage | 21.83.6 | Extra over and above the rates for item No. 21.81 and 21.82 for every additional 4 metres depth or part there of for depth of invert level beyond 1.5 metres below ground level. The finished inside dia meter of storm water drain being | 1065mm | Metre | 30
Sewerage and Drainage | 21.83.7 | Extra over and above the rates for item No. 21.81 and 21.82 for every additional 4 metres depth or part there of for depth of invert level beyond 1.5 metres below ground level. The finished inside dia meter of storm water drain being | 1045mm | Metre | 32
Sewerage and Drainage | 21.83.8 | Extra over and above the rates for item No. 21.81 and 21.82 for every additional 4 metres depth or part there of for depth of invert level beyond 1.5 metres below ground level. The finished inside dia meter of storm water drain being | 1020mm | Metre | 33
Sewerage and Drainage | 21.83.9 | Extra over and above the rates for item No. 21.81 and 21.82 for every additional 4 metres depth or part there of for depth of invert level beyond 1.5 metres below ground level. The finished inside dia meter of storm water drain being | 1295mm | Metre | 35
Sewerage and Drainage | 21.83.10 | Extra over and above the rates for item No. 21.81 and 21.82 for every additional 4 metres depth or part there of for depth of invert level beyond 1.5 metres below ground level. The finished inside dia meter of storm water drain being | 1370 mm | Metre | 37
Sewerage and Drainage | 21.83.11 | Extra over and above the rates for item No. 21.81 and 21.82 for every additional 4 metres depth or part there of for depth of invert level beyond 1.5 metres below ground level. The finished inside dia meter of storm water drain being | 1450 mm | Metre | 38
Sewerage and Drainage | 21.83.12 | Extra over and above the rates for item No. 21.81 and 21.82 for every additional 4 metres depth or part there of for depth of invert level beyond 1.5 metres below ground level. The finished inside dia meter of storm water drain being | 1525 mm | Metre | 41
Sewerage and Drainage | 21.83.13 | Extra over and above the rates for item No. 21.81 and 21.82 for every additional 4 metres depth or part there of for depth of invert level beyond 1.5 metres below ground level. The finished inside dia meter of storm water drain being | 1600 mm | Metre | 42
Sewerage and Drainage | 21.83.15 | Extra over and above the rates for item No. 21.81 and 21.82 for every additional 4 metres depth or part there of for depth of invert level beyond 1.5 metres below ground level. The finished inside dia meter of storm water drain being | 1755 mm | Metre | 46
Sewerage and Drainage | 21.83.16 | Extra over and above the rates for item No. 21.81 and 21.82 for every additional 4 metres depth or part there of for depth of invert level beyond 1.5 metres below ground level. The finished inside dia meter of storm water drain being | 1830 mm per Notes: (i) For all types of sewers/drains described under item no.21.58,21.59,21.61,21.62,21.64,21.65,21.67,21.68,21.7 0, 21.7 2, 21.7 4, 21.76,21.78, 21.79, 21.81 and 21.82, the through rates laid down in these items shall be payable in all cases and not the individual rates for lime concrete, brick work and other separate components item of work as laid down in this Schedule. (ii) In the case of manholes, junctions and junction chambers, flushing tanks and various works however payment will be made on the basis of detailed measurements of each separate item of work carried out under the heads lime concrete, plain concrete and concrete for reinforcement, brick work pointing and plastering etc. as laid down and described in this Schedule. (iii) In the event of any extra or additional work being carried out under orders in writing of the Engineer-in-charge of the works in connection with any type of sewer the same shall be measured and paid for at the respective rates laid down in this Scheduled under the heads lime concrete plain concrete and concrete for re-inforcement, brick work pointing and plastering for the items of extra works actually carried out. (iv)ln the event of Engineer-in-charge requiring the provision of the whole or any part of the foundation or envelope of any type of sewers to be constructed of cement concrete in place of lime concrete/ cement lime sand concrete a deduction shall be made according to the rates specified for lime concrete /cement lime sand concrete in beds and sides and in haunches and top arch rings etc. on account of the actual volume of lime concrete or cement lime sand concrete from the amount payable to the contractors and the contactor shall be entitled to payment for the cement concrete work actually carried out by him under the orders of the Engineer-in-charge at the relevant rates laid down in this Schedule of Rates depending on the Specifications and description of the said concrete work, No extra over and above the said rate laid down in this Schedule of Rates shall be allowed to the contractor due to difficulties of the works small dimensions, laying concrete in or under water, or on account of any troubles or difficulties whatsoever which may be encountered by him in the work and the contractor before tendering for the work shall make himself thoroughly acquainted with all local conditions and difficulties in respect thereof in his tender. (v) Socketed joints made on branch pipes, junctions or blocks laid in connection with the brick bum sewers will be paid for at the rate laid down for jointing salt glazed stone ware pipes vide item No.21.39. M.MASONRYCHAMBERS | Metre | 47
Sewerage and Drainage | 21.84.1 | Constructing brick masonry inspection Chamber sizes as given below up to 0.60 metre average depth in cement mortar 1: 5 lime concrete with 40 per cent lime mortar 2:3 in foundation cement concrete 1:2:4 benching 12mm thick cement plaster 1:2 with a floating coat of 1 mm thick of neat cement R.C.C. 1: 2:4 slab 100 mm thick/cement concrete topping, 50mm thick: with 455mmx455mm / 455mm x610mm inside light duty C.I. inspection chamber cover and frame weight as per 1.5.1. specification painted with 3 coats of black bitumastic superior paint complete as per standard design | Size 450 mm X450 mm inside (with 455 mm x 455 mm cover and frame light duty single seal weighing 20 kg with C.C. topping | Each | 3905
Sewerage and Drainage | 21.84.2 | Constructing brick masonry inspection Chamber sizes as given below up to 0.60 metre average depth in cement mortar 1: 5 lime concrete with 40 per cent lime mortar 2:3 in foundation cement concrete 1:2:4 benching 12mm thick cement plaster 1:2 with a floating coat of 1 mm thick of neat cement R.C.C. 1: 2:4 slab 100 mm thick/cement concrete topping, 50mm thick: with 455mmx455mm / 455mm x610mm inside light duty C.I. inspection chamber cover and frame weight as per 1.5.1. specification painted with 3 coats of black bitumastic superior paint complete as per standard design | Size 450 mm X 600 mm inside (with 455 mm x 610 mm cover and frame single seal pattern I weighing 38 kg with C.C. topping) | Each | 5573
Sewerage and Drainage | 21.84.3 | Constructing brick masonry inspection Chamber sizes as given below up to 0.60 metre average depth in cement mortar 1: 5 lime concrete with 40 per cent lime mortar 2:3 in foundation cement concrete 1:2:4 benching 12mm thick cement plaster 1:2 with a floating coat of 1 mm thick of neat cement R.C.C. 1: 2:4 slab 100 mm thick/cement concrete topping, 50mm thick: with 455mmx455mm / 455mm x610mm inside light duty C.I. inspection chamber cover and frame weight as per 1.5.1. specification painted with 3 coats of black bitumastic superior paint complete as per standard design | Size 600 mm X900 mm inside (with 455 mm x 455 mm cover and frame light duty single seal weighing 20 kg with R.C.C. slab) Note: Normally inspection chambers of 450 mm x 450mm and 450mm x 600 mm should be constructed. In very exceptional cases where connections cannot be accommodated in 450 mm X 600 mm size inspection chamber of 600 mm x9 00 mm be adopted | Each | 6090
Sewerage and Drainage | 21.86 | Constructing brick masonry ventilating chambers as per standard drawings including dressing of beds and sides of chamber to exact profiles 15 cm lime concrete 16:24100 (as per specified in item No. 10.6) in foundation, first class brick work laid in cement sand mortar 1:5, cement concrete 1: 2:4 for reinforced concrete work in slab 12mm thick cement for plaster 1:2 rendered with a floating coat of neat cement 1 mm thick over exposed brick tablet and inside walls, lime pointing 2:3 on outside complete and as required by the Engineer-in-charge |  | Each | 9296
Sewerage and Drainage | 21.87.1.1 | Constructing brick masonry road gully chambers as per standard drawings (as per sizes given below) including dressing of beds and sides of chambers to exact profiles, 15cm thick lime concrete 16:24:100 (as per specified in item No.10.6) in foundations 1st class brick work laid in cement sand mortar 1:5, 40 mm thick cement concrete 1:2:4 topping inside the chamber with a floating coat of 1.5mm thick neat cement laid in one operation to the topping, the entire inner surface of the chamber rendered with neat cement not less than 12mm in thickness of 1:2 cement sand plaster and finished with floating coat of neat cement 1 mm thick left absolutely smooth polished and correct to templates including labour for fixing the C.I. road gully grating and frame including painting with coal tar (as Specified in item No. Item 21.48) complete to the requirement of the Engineer in-charge — Single road gully chamber | Size: 610mm x 457mm x 800mm | Each | 3625
Sewerage and Drainage | 21.87.1.2 | Constructing brick masonry road gully chambers as per standard drawings (as per sizes given below) including dressing of beds and sides of chambers to exact profiles, 15cm thick lime concrete 16:24:100 (as per specified in item No.10.6) in foundations 1st class brick work laid in cement sand mortar 1:5, 40 mm thick cement concrete 1:2:4 topping inside the chamber with a floating coat of 1.5mm thick neat cement laid in one operation to the topping, the entire inner surface of the chamber rendered with neat cement not less than 12mm in thickness of 1:2 cement sand plaster and finished with floating coat of neat cement 1 mm thick left absolutely smooth polished and correct to templates including labour for fixing the C.I. road gully grating and frame including painting with coal tar (as Specified in item No. Item 21.48) complete to the requirement of the Engineer in-charge — Single road gully chamber | Size.-610 mmx457 mmx1105mm | Each | 4575
Sewerage and Drainage | 21.87.2.1 | Constructing brick masonry road gully chambers as per standard drawings (as per sizes given below) including dressing of beds and sides of chambers to exact profiles, 15cm thick lime concrete 16:24:100 (as per specified in item No.10.6) in foundations 1st class brick work laid in cement sand mortar 1:5, 40 mm thick cement concrete 1:2:4 topping inside the chamber with a floating coat of 1.5mm thick neat cement laid in one operation to the topping, the entire inner surface of the chamber rendered with neat cement not less than 12mm in thickness of 1:2 cement sand plaster and finished with floating coat of neat cement 1 mm thick left absolutely smooth polished and correct to templates including labour for fixing the C.I. road gully grating and frame including painting with coal tar (as Specified in item No. Item 21.48) complete to the requirement of the Engineer in-charge — Double Road Gully Chamber | Size 1448mm x 457mm x 800mm | Each | 5978
Sewerage and Drainage | 21.87.2.2 | Constructing brick masonry road gully chambers as per standard drawings (as per sizes given below) including dressing of beds and sides of chambers to exact profiles, 15cm thick lime concrete 16:24:100 (as per specified in item No.10.6) in foundations 1st class brick work laid in cement sand mortar 1:5, 40 mm thick cement concrete 1:2:4 topping inside the chamber with a floating coat of 1.5mm thick neat cement laid in one operation to the topping, the entire inner surface of the chamber rendered with neat cement not less than 12mm in thickness of 1:2 cement sand plaster and finished with floating coat of neat cement 1 mm thick left absolutely smooth polished and correct to templates including labour for fixing the C.I. road gully grating and frame including painting with coal tar (as Specified in item No. Item 21.48) complete to the requirement of the Engineer in-charge — Double Road Gully Chamber | Size: 1448mm x 457mm x 1105 mm | Each | 1552
Sewerage and Drainage | 21.88.1 | Reduction for every 7.5 cm depth of road gully chamber from the rate of item No. 29.87 above | Single Road Gully Chamber | Each | 239
Sewerage and Drainage | 21.88.2 | Reduction for every 7.5 cm depth of road gully chamber from the rate of item No. 29.87 above | Double road gully chamber N. MANHOLE CHAMBERS | Each | 392
Sewerage and Drainage | 21.93.1 | Providing and fixing SFRC MANHOLE COVERS AND FRAMES MARKED WITH IS: 12592 including setting the same to correct lines and levels in 1:3 cement sand mortar over manhole including carriage loading unloading stacking handling re-handling etc. complete in all respects to the satisfaction to the Engineer-in-charge | Type:- Extra Heavy Duty Set (EHD-35) 560MM Clear Opening | Each | 1293
Sewerage and Drainage | 21.93.2 | Providing and fixing SFRC MANHOLE COVERS AND FRAMES MARKED WITH IS: 12592 including setting the same to correct lines and levels in 1:3 cement sand mortar over manhole including carriage loading unloading stacking handling re-handling etc. complete in all respects to the satisfaction to the Engineer-in-charge | Type:- Extra Heavy Duty Set (EHD-20) 560MM Clear Opening | Each | 1185
Sewerage and Drainage | 21.93.3 | Providing and fixing SFRC MANHOLE COVERS AND FRAMES MARKED WITH IS: 12592 including setting the same to correct lines and levels in 1:3 cement sand mortar over manhole including carriage loading unloading stacking handling re-handling etc. complete in all respects to the satisfaction to the Engineer-in-charge | Type:- Extra Heavy Duty Set (EHD-10) 560MM Clear Opening | Each | 864
Sewerage and Drainage | 21.94.1 | Providing salt glazed stone ware pipes grade 'A' in standard length of 600 mm each pipe marked with IS: 651 and their lowering, cutting, jointing and testing as described in item No. 21.38, 21.39, item 21.40 induding the cost of jointing materials as well as carriage, loading, unloading, stacking, handling, re-handling etc. complete in all respects to the satisfaction of Engineer-in-charge | 100mm i/d | Metre | 135
Sewerage and Drainage | 21.94.2 | Providing salt glazed stone ware pipes grade 'A' in standard length of 600 mm each pipe marked with IS: 651 and their lowering, cutting, jointing and testing as described in item No. 21.38, 21.39, item 21.40 induding the cost of jointing materials as well as carriage, loading, unloading, stacking, handling, re-handling etc. complete in all respects to the satisfaction of Engineer-in-charge | 150mm i/d | Metre | 210
Sewerage and Drainage | 21.94.3 | Providing salt glazed stone ware pipes grade 'A' in standard length of 600 mm each pipe marked with IS: 651 and their lowering, cutting, jointing and testing as described in item No. 21.38, 21.39, item 21.40 induding the cost of jointing materials as well as carriage, loading, unloading, stacking, handling, re-handling etc. complete in all respects to the satisfaction of Engineer-in-charge | 200mm i/d | Metre | 267
Sewerage and Drainage | 21.94.4 | Providing salt glazed stone ware pipes grade 'A' in standard length of 600 mm each pipe marked with IS: 651 and their lowering, cutting, jointing and testing as described in item No. 21.38, 21.39, item 21.40 induding the cost of jointing materials as well as carriage, loading, unloading, stacking, handling, re-handling etc. complete in all respects to the satisfaction of Engineer-in-charge | 250mm i/d | Metre | 408
Sewerage and Drainage | 21.94.5 | Providing salt glazed stone ware pipes grade 'A' in standard length of 600 mm each pipe marked with IS: 651 and their lowering, cutting, jointing and testing as described in item No. 21.38, 21.39, item 21.40 induding the cost of jointing materials as well as carriage, loading, unloading, stacking, handling, re-handling etc. complete in all respects to the satisfaction of Engineer-in-charge | 300mm i/d | Metre | 592
Sewerage and Drainage | 21.94.6 | Providing salt glazed stone ware pipes grade 'A' in standard length of 600 mm each pipe marked with IS: 651 and their lowering, cutting, jointing and testing as described in item No. 21.38, 21.39, item 21.40 induding the cost of jointing materials as well as carriage, loading, unloading, stacking, handling, re-handling etc. complete in all respects to the satisfaction of Engineer-in-charge | 350mm i/d | Metre | 1032
Sewerage and Drainage | 21.94.7 | Providing salt glazed stone ware pipes grade 'A' in standard length of 600 mm each pipe marked with IS: 651 and their lowering, cutting, jointing and testing as described in item No. 21.38, 21.39, item 21.40 induding the cost of jointing materials as well as carriage, loading, unloading, stacking, handling, re-handling etc. complete in all respects to the satisfaction of Engineer-in-charge | 400mm i/d | Metre | 1509
Sewerage and Drainage | 21.94.8 | Providing salt glazed stone ware pipes grade 'A' in standard length of 600 mm each pipe marked with IS: 651 and their lowering, cutting, jointing and testing as described in item No. 21.38, 21.39, item 21.40 induding the cost of jointing materials as well as carriage, loading, unloading, stacking, handling, re-handling etc. complete in all respects to the satisfaction of Engineer-in-charge | 450mm i/d | Metre | 2002
Sewerage and Drainage | 21.94.9 | Providing salt glazed stone ware pipes grade 'A' in standard length of 600 mm each pipe marked with IS: 651 and their lowering, cutting, jointing and testing as described in item No. 21.38, 21.39, item 21.40 induding the cost of jointing materials as well as carriage, loading, unloading, stacking, handling, re-handling etc. complete in all respects to the satisfaction of Engineer-in-charge | 500mm i/d | Metre | 3200
Sewerage and Drainage | 21.94.10 | Providing salt glazed stone ware pipes grade 'A' in standard length of 600 mm each pipe marked with IS: 651 and their lowering, cutting, jointing and testing as described in item No. 21.38, 21.39, item 21.40 induding the cost of jointing materials as well as carriage, loading, unloading, stacking, handling, re-handling etc. complete in all respects to the satisfaction of Engineer-in-charge | 600mm i/d | Metre | 4457
Sewerage and Drainage | 21.95.1 | Providing lowering cutting jointing and testing RCC pipe class NP 3 as per 18-458-2003 with spigot & socketed joints manufactured with ISi marked sulphate resistance cement as per ISi 12330 with rubber rings ISi marked antiternmite as required at site in to trenches for all depths and laying out the same to correct alignment gradients and levels including dressing and trimming and cutting of concrete beds and side of trenches, if required jointing with rubber rings in trenches and jointing with 1: 3/2 cement sand mortar and with end dowels filled with 1: 3/2. cement sand mortar and finishing the joints at an angle of 45d egree with faces of spigot of socket joints cutting and finishing the cut surface to a uniform finish etc. as fully described in item No. 21.38, item 21.44, item 21.45, & item 21.46 including cartage loading and unloading complete in all respects. the internal diametric of the sewer being | 350mm | Metre | 1110
Sewerage and Drainage | 21.95.2 | Providing lowering cutting jointing and testing RCC pipe class NP 3 as per 18-458-2003 with spigot & socketed joints manufactured with ISi marked sulphate resistance cement as per ISi 12330 with rubber rings ISi marked antiternmite as required at site in to trenches for all depths and laying out the same to correct alignment gradients and levels including dressing and trimming and cutting of concrete beds and side of trenches, if required jointing with rubber rings in trenches and jointing with 1: 3/2 cement sand mortar and with end dowels filled with 1: 3/2. cement sand mortar and finishing the joints at an angle of 45d egree with faces of spigot of socket joints cutting and finishing the cut surface to a uniform finish etc. as fully described in item No. 21.38, item 21.44, item 21.45, & item 21.46 including cartage loading and unloading complete in all respects. the internal diametric of the sewer being | 400mm | Metre | 1416
Sewerage and Drainage | 21.95.3 | Providing lowering cutting jointing and testing RCC pipe class NP 3 as per 18-458-2003 with spigot & socketed joints manufactured with ISi marked sulphate resistance cement as per ISi 12330 with rubber rings ISi marked antiternmite as required at site in to trenches for all depths and laying out the same to correct alignment gradients and levels including dressing and trimming and cutting of concrete beds and side of trenches, if required jointing with rubber rings in trenches and jointing with 1: 3/2 cement sand mortar and with end dowels filled with 1: 3/2. cement sand mortar and finishing the joints at an angle of 45d egree with faces of spigot of socket joints cutting and finishing the cut surface to a uniform finish etc. as fully described in item No. 21.38, item 21.44, item 21.45, & item 21.46 including cartage loading and unloading complete in all respects. the internal diametric of the sewer being | 450mm | Metre | 1757
Sewerage and Drainage | 21.95.4 | Providing lowering cutting jointing and testing RCC pipe class NP 3 as per 18-458-2003 with spigot & socketed joints manufactured with ISi marked sulphate resistance cement as per ISi 12330 with rubber rings ISi marked antiternmite as required at site in to trenches for all depths and laying out the same to correct alignment gradients and levels including dressing and trimming and cutting of concrete beds and side of trenches, if required jointing with rubber rings in trenches and jointing with 1: 3/2 cement sand mortar and with end dowels filled with 1: 3/2. cement sand mortar and finishing the joints at an angle of 45d egree with faces of spigot of socket joints cutting and finishing the cut surface to a uniform finish etc. as fully described in item No. 21.38, item 21.44, item 21.45, & item 21.46 including cartage loading and unloading complete in all respects. the internal diametric of the sewer being | 500mm | Metre | 1922
Sewerage and Drainage | 21.95.5 | Providing lowering cutting jointing and testing RCC pipe class NP 3 as per 18-458-2003 with spigot & socketed joints manufactured with ISi marked sulphate resistance cement as per ISi 12330 with rubber rings ISi marked antiternmite as required at site in to trenches for all depths and laying out the same to correct alignment gradients and levels including dressing and trimming and cutting of concrete beds and side of trenches, if required jointing with rubber rings in trenches and jointing with 1: 3/2 cement sand mortar and with end dowels filled with 1: 3/2. cement sand mortar and finishing the joints at an angle of 45d egree with faces of spigot of socket joints cutting and finishing the cut surface to a uniform finish etc. as fully described in item No. 21.38, item 21.44, item 21.45, & item 21.46 including cartage loading and unloading complete in all respects. the internal diametric of the sewer being | 600mm | Metre | 2529
Sewerage and Drainage | 21.95.6 | Providing lowering cutting jointing and testing RCC pipe class NP 3 as per 18-458-2003 with spigot & socketed joints manufactured with ISi marked sulphate resistance cement as per ISi 12330 with rubber rings ISi marked antiternmite as required at site in to trenches for all depths and laying out the same to correct alignment gradients and levels including dressing and trimming and cutting of concrete beds and side of trenches, if required jointing with rubber rings in trenches and jointing with 1: 3/2 cement sand mortar and with end dowels filled with 1: 3/2. cement sand mortar and finishing the joints at an angle of 45d egree with faces of spigot of socket joints cutting and finishing the cut surface to a uniform finish etc. as fully described in item No. 21.38, item 21.44, item 21.45, & item 21.46 including cartage loading and unloading complete in all respects. the internal diametric of the sewer being | 700mm | Metre | 3204
Sewerage and Drainage | 21.95.7 | Providing lowering cutting jointing and testing RCC pipe class NP 3 as per 18-458-2003 with spigot & socketed joints manufactured with ISi marked sulphate resistance cement as per ISi 12330 with rubber rings ISi marked antiternmite as required at site in to trenches for all depths and laying out the same to correct alignment gradients and levels including dressing and trimming and cutting of concrete beds and side of trenches, if required jointing with rubber rings in trenches and jointing with 1: 3/2 cement sand mortar and with end dowels filled with 1: 3/2. cement sand mortar and finishing the joints at an angle of 45d egree with faces of spigot of socket joints cutting and finishing the cut surface to a uniform finish etc. as fully described in item No. 21.38, item 21.44, item 21.45, & item 21.46 including cartage loading and unloading complete in all respects. the internal diametric of the sewer being | 800mm | Metre | 3833
Sewerage and Drainage | 21.95.8 | Providing lowering cutting jointing and testing RCC pipe class NP 3 as per 18-458-2003 with spigot & socketed joints manufactured with ISi marked sulphate resistance cement as per ISi 12330 with rubber rings ISi marked antiternmite as required at site in to trenches for all depths and laying out the same to correct alignment gradients and levels including dressing and trimming and cutting of concrete beds and side of trenches, if required jointing with rubber rings in trenches and jointing with 1: 3/2 cement sand mortar and with end dowels filled with 1: 3/2. cement sand mortar and finishing the joints at an angle of 45d egree with faces of spigot of socket joints cutting and finishing the cut surface to a uniform finish etc. as fully described in item No. 21.38, item 21.44, item 21.45, & item 21.46 including cartage loading and unloading complete in all respects. the internal diametric of the sewer being | 900mm | Metre | 4065
Sewerage and Drainage | 21.95.9 | Providing lowering cutting jointing and testing RCC pipe class NP 3 as per 18-458-2003 with spigot & socketed joints manufactured with ISi marked sulphate resistance cement as per ISi 12330 with rubber rings ISi marked antiternmite as required at site in to trenches for all depths and laying out the same to correct alignment gradients and levels including dressing and trimming and cutting of concrete beds and side of trenches, if required jointing with rubber rings in trenches and jointing with 1: 3/2 cement sand mortar and with end dowels filled with 1: 3/2. cement sand mortar and finishing the joints at an angle of 45d egree with faces of spigot of socket joints cutting and finishing the cut surface to a uniform finish etc. as fully described in item No. 21.38, item 21.44, item 21.45, & item 21.46 including cartage loading and unloading complete in all respects. the internal diametric of the sewer being | 1000mm | Metre | 5030
Sewerage and Drainage | 21.95.10 | Providing lowering cutting jointing and testing RCC pipe class NP 3 as per 18-458-2003 with spigot & socketed joints manufactured with ISi marked sulphate resistance cement as per ISi 12330 with rubber rings ISi marked antiternmite as required at site in to trenches for all depths and laying out the same to correct alignment gradients and levels including dressing and trimming and cutting of concrete beds and side of trenches, if required jointing with rubber rings in trenches and jointing with 1: 3/2 cement sand mortar and with end dowels filled with 1: 3/2. cement sand mortar and finishing the joints at an angle of 45d egree with faces of spigot of socket joints cutting and finishing the cut surface to a uniform finish etc. as fully described in item No. 21.38, item 21.44, item 21.45, & item 21.46 including cartage loading and unloading complete in all respects. the internal diametric of the sewer being | 1200mm | Metre | 6109
Sewerage and Drainage | 21.95.11 | Providing lowering cutting jointing and testing RCC pipe class NP 3 as per 18-458-2003 with spigot & socketed joints manufactured with ISi marked sulphate resistance cement as per ISi 12330 with rubber rings ISi marked antiternmite as required at site in to trenches for all depths and laying out the same to correct alignment gradients and levels including dressing and trimming and cutting of concrete beds and side of trenches, if required jointing with rubber rings in trenches and jointing with 1: 3/2 cement sand mortar and with end dowels filled with 1: 3/2. cement sand mortar and finishing the joints at an angle of 45d egree with faces of spigot of socket joints cutting and finishing the cut surface to a uniform finish etc. as fully described in item No. 21.38, item 21.44, item 21.45, & item 21.46 including cartage loading and unloading complete in all respects. the internal diametric of the sewer being | 1400mm | Metre | 6594
Sewerage and Drainage | 21.95.12 | Providing lowering cutting jointing and testing RCC pipe class NP 3 as per 18-458-2003 with spigot & socketed joints manufactured with ISi marked sulphate resistance cement as per ISi 12330 with rubber rings ISi marked antiternmite as required at site in to trenches for all depths and laying out the same to correct alignment gradients and levels including dressing and trimming and cutting of concrete beds and side of trenches, if required jointing with rubber rings in trenches and jointing with 1: 3/2 cement sand mortar and with end dowels filled with 1: 3/2. cement sand mortar and finishing the joints at an angle of 45d egree with faces of spigot of socket joints cutting and finishing the cut surface to a uniform finish etc. as fully described in item No. 21.38, item 21.44, item 21.45, & item 21.46 including cartage loading and unloading complete in all respects. the internal diametric of the sewer being | 1600mm | Metre | 9752
Sewerage and Drainage | 21.95.13 | Providing lowering cutting jointing and testing RCC pipe class NP 3 as per 18-458-2003 with spigot & socketed joints manufactured with ISi marked sulphate resistance cement as per ISi 12330 with rubber rings ISi marked antiternmite as required at site in to trenches for all depths and laying out the same to correct alignment gradients and levels including dressing and trimming and cutting of concrete beds and side of trenches, if required jointing with rubber rings in trenches and jointing with 1: 3/2 cement sand mortar and with end dowels filled with 1: 3/2. cement sand mortar and finishing the joints at an angle of 45d egree with faces of spigot of socket joints cutting and finishing the cut surface to a uniform finish etc. as fully described in item No. 21.38, item 21.44, item 21.45, & item 21.46 including cartage loading and unloading complete in all respects. the internal diametric of the sewer being | 1800mm | Metre | 12113
Sewerage and Drainage | 21.96.1 | Providing, lowering, laying, aligning, fixing in position and jointing at all level/ depths ISi marked HDPE pipe of PE-80 grade and PN - 4 for sewer application as per IS 14333-1996 (amended up to date) in trenches in complete including cost of HDPE Specials, labour, sectional hydro testing (including the cost and conveyance of water to site for testing) and commissioning as per Technical Specifications and as per direction of Engineer. Note: E/w to be measured and paid separately. Rate includes cost of all specials like bends, tees required during laying of pipe line along required alignment | 200m m Outside Dia | Metre | 1694
Sewerage and Drainage | 21.96.2 | Providing, lowering, laying, aligning, fixing in position and jointing at all level/ depths ISi marked HDPE pipe of PE-80 grade and PN - 4 for sewer application as per IS 14333-1996 (amended up to date) in trenches in complete including cost of HDPE Specials, labour, sectional hydro testing (including the cost and conveyance of water to site for testing) and commissioning as per Technical Specifications and as per direction of Engineer. Note: E/w to be measured and paid separately. Rate includes cost of all specials like bends, tees required during laying of pipe line along required alignment | 225 mm Outside Dia | Metre | 2123
Sewerage and Drainage | 21.96.3 | Providing, lowering, laying, aligning, fixing in position and jointing at all level/ depths ISi marked HDPE pipe of PE-80 grade and PN - 4 for sewer application as per IS 14333-1996 (amended up to date) in trenches in complete including cost of HDPE Specials, labour, sectional hydro testing (including the cost and conveyance of water to site for testing) and commissioning as per Technical Specifications and as per direction of Engineer. Note: E/w to be measured and paid separately. Rate includes cost of all specials like bends, tees required during laying of pipe line along required alignment | 250 mm Outside Dia | Metre | 2600
Sewerage and Drainage | 21.96.4 | Providing, lowering, laying, aligning, fixing in position and jointing at all level/ depths ISi marked HDPE pipe of PE-80 grade and PN - 4 for sewer application as per IS 14333-1996 (amended up to date) in trenches in complete including cost of HDPE Specials, labour, sectional hydro testing (including the cost and conveyance of water to site for testing) and commissioning as per Technical Specifications and as per direction of Engineer. Note: E/w to be measured and paid separately. Rate includes cost of all specials like bends, tees required during laying of pipe line along required alignment | 280 mm Outside Dia | Metre | 3238
Sewerage and Drainage | 21.96.5 | Providing, lowering, laying, aligning, fixing in position and jointing at all level/ depths ISi marked HDPE pipe of PE-80 grade and PN - 4 for sewer application as per IS 14333-1996 (amended up to date) in trenches in complete including cost of HDPE Specials, labour, sectional hydro testing (including the cost and conveyance of water to site for testing) and commissioning as per Technical Specifications and as per direction of Engineer. Note: E/w to be measured and paid separately. Rate includes cost of all specials like bends, tees required during laying of pipe line along required alignment | 315 mm Outside Dia | Metre | 4051
Sewerage and Drainage | 21.96.6 | Providing, lowering, laying, aligning, fixing in position and jointing at all level/ depths ISi marked HDPE pipe of PE-80 grade and PN - 4 for sewer application as per IS 14333-1996 (amended up to date) in trenches in complete including cost of HDPE Specials, labour, sectional hydro testing (including the cost and conveyance of water to site for testing) and commissioning as per Technical Specifications and as per direction of Engineer. Note: E/w to be measured and paid separately. Rate includes cost of all specials like bends, tees required during laying of pipe line along required alignment | 355 mm Outside Dia | Metre | 5148
Sewerage and Drainage | 21.96.7 | Providing, lowering, laying, aligning, fixing in position and jointing at all level/ depths ISi marked HDPE pipe of PE-80 grade and PN - 4 for sewer application as per IS 14333-1996 (amended up to date) in trenches in complete including cost of HDPE Specials, labour, sectional hydro testing (including the cost and conveyance of water to site for testing) and commissioning as per Technical Specifications and as per direction of Engineer. Note: E/w to be measured and paid separately. Rate includes cost of all specials like bends, tees required during laying of pipe line along required alignment | 400 mm Outside Dia | Metre | 6644
Sewerage and Drainage | 21.96.8 | Providing, lowering, laying, aligning, fixing in position and jointing at all level/ depths ISi marked HDPE pipe of PE-80 grade and PN - 4 for sewer application as per IS 14333-1996 (amended up to date) in trenches in complete including cost of HDPE Specials, labour, sectional hydro testing (including the cost and conveyance of water to site for testing) and commissioning as per Technical Specifications and as per direction of Engineer. Note: E/w to be measured and paid separately. Rate includes cost of all specials like bends, tees required during laying of pipe line along required alignment | 450 mm Outside Dia | Metre | 8538
Sewerage and Drainage | 21.96.9 | Providing, lowering, laying, aligning, fixing in position and jointing at all level/ depths ISi marked HDPE pipe of PE-80 grade and PN - 4 for sewer application as per IS 14333-1996 (amended up to date) in trenches in complete including cost of HDPE Specials, labour, sectional hydro testing (including the cost and conveyance of water to site for testing) and commissioning as per Technical Specifications and as per direction of Engineer. Note: E/w to be measured and paid separately. Rate includes cost of all specials like bends, tees required during laying of pipe line along required alignment | 500 mm Outside Dia | Metre | 10557
Sewerage and Drainage | 21.96.10 | Providing, lowering, laying, aligning, fixing in position and jointing at all level/ depths ISi marked HDPE pipe of PE-80 grade and PN - 4 for sewer application as per IS 14333-1996 (amended up to date) in trenches in complete including cost of HDPE Specials, labour, sectional hydro testing (including the cost and conveyance of water to site for testing) and commissioning as per Technical Specifications and as per direction of Engineer. Note: E/w to be measured and paid separately. Rate includes cost of all specials like bends, tees required during laying of pipe line along required alignment | 560 mm Outside Dia | Metre | 13193
Sewerage and Drainage | 21.96.11 | Providing, lowering, laying, aligning, fixing in position and jointing at all level/ depths ISi marked HDPE pipe of PE-80 grade and PN - 4 for sewer application as per IS 14333-1996 (amended up to date) in trenches in complete including cost of HDPE Specials, labour, sectional hydro testing (including the cost and conveyance of water to site for testing) and commissioning as per Technical Specifications and as per direction of Engineer. Note: E/w to be measured and paid separately. Rate includes cost of all specials like bends, tees required during laying of pipe line along required alignment | 630 mm Outside Dia | Metre | 16617
Sewerage and Drainage | 21.96.12 | Providing, lowering, laying, aligning, fixing in position and jointing at all level/ depths ISi marked HDPE pipe of PE-80 grade and PN - 4 for sewer application as per IS 14333-1996 (amended up to date) in trenches in complete including cost of HDPE Specials, labour, sectional hydro testing (including the cost and conveyance of water to site for testing) and commissioning as per Technical Specifications and as per direction of Engineer. Note: E/w to be measured and paid separately. Rate includes cost of all specials like bends, tees required during laying of pipe line along required alignment | 710 mm Outside Dia | Metre | 21471
Sewerage and Drainage | 21.96.13 | Providing, lowering, laying, aligning, fixing in position and jointing at all level/ depths ISi marked HDPE pipe of PE-80 grade and PN - 4 for sewer application as per IS 14333-1996 (amended up to date) in trenches in complete including cost of HDPE Specials, labour, sectional hydro testing (including the cost and conveyance of water to site for testing) and commissioning as per Technical Specifications and as per direction of Engineer. Note: E/w to be measured and paid separately. Rate includes cost of all specials like bends, tees required during laying of pipe line along required alignment | BOO mm Outside Dia | Metre | 27175
Sewerage and Drainage | 21.96.14 | Providing, lowering, laying, aligning, fixing in position and jointing at all level/ depths ISi marked HDPE pipe of PE-80 grade and PN - 4 for sewer application as per IS 14333-1996 (amended up to date) in trenches in complete including cost of HDPE Specials, labour, sectional hydro testing (including the cost and conveyance of water to site for testing) and commissioning as per Technical Specifications and as per direction of Engineer. Note: E/w to be measured and paid separately. Rate includes cost of all specials like bends, tees required during laying of pipe line along required alignment | 900 mm Outside Dia | Metre | 34372
Sewerage and Drainage | 21.96.15 | Providing, lowering, laying, aligning, fixing in position and jointing at all level/ depths ISi marked HDPE pipe of PE-80 grade and PN - 4 for sewer application as per IS 14333-1996 (amended up to date) in trenches in complete including cost of HDPE Specials, labour, sectional hydro testing (including the cost and conveyance of water to site for testing) and commissioning as per Technical Specifications and as per direction of Engineer. Note: E/w to be measured and paid separately. Rate includes cost of all specials like bends, tees required during laying of pipe line along required alignment | 1000m m Outside Dia | Metre | 42416
Sewerage and Drainage | 21.97.1 | Providing, lowering, laying, aligning, fixing in position and jointing at all level/ depths ISi marked HOPE pipe of PE-100 grade and PN-6 for sewer. application as per IS 14333-1996 (amended up to date) in trenches in complete induding cost of HOPE Specials, labour, sectional hydro testing (including the cost and conveyance of water to site for testing) and commissioning as per Technical Specifications and as per direction of Engineer. Note: E/w to be measured and paid separately. Rate includes cost of all specials like bends, tees required during laying of pipe line along required alignment | 200 mm Outside Dia | Metre | 1988
Sewerage and Drainage | 21.97.2 | Providing, lowering, laying, aligning, fixing in position and jointing at all level/ depths ISi marked HOPE pipe of PE-100 grade and PN-6 for sewer. application as per IS 14333-1996 (amended up to date) in trenches in complete induding cost of HOPE Specials, labour, sectional hydro testing (including the cost and conveyance of water to site for testing) and commissioning as per Technical Specifications and as per direction of Engineer. Note: E/w to be measured and paid separately. Rate includes cost of all specials like bends, tees required during laying of pipe line along required alignment | 225 mm Outside Dia | Metre | 2490
Sewerage and Drainage | 21.97.3 | Providing, lowering, laying, aligning, fixing in position and jointing at all level/ depths ISi marked HOPE pipe of PE-100 grade and PN-6 for sewer. application as per IS 14333-1996 (amended up to date) in trenches in complete induding cost of HOPE Specials, labour, sectional hydro testing (including the cost and conveyance of water to site for testing) and commissioning as per Technical Specifications and as per direction of Engineer. Note: E/w to be measured and paid separately. Rate includes cost of all specials like bends, tees required during laying of pipe line along required alignment | 250 mm Outside Dia | Metre | 3054
Sewerage and Drainage | 21.97.4 | Providing, lowering, laying, aligning, fixing in position and jointing at all level/ depths ISi marked HOPE pipe of PE-100 grade and PN-6 for sewer. application as per IS 14333-1996 (amended up to date) in trenches in complete induding cost of HOPE Specials, labour, sectional hydro testing (including the cost and conveyance of water to site for testing) and commissioning as per Technical Specifications and as per direction of Engineer. Note: E/w to be measured and paid separately. Rate includes cost of all specials like bends, tees required during laying of pipe line along required alignment | 280 mm Outside Dia | Metre | 3802
Sewerage and Drainage | 21.97.5 | Providing, lowering, laying, aligning, fixing in position and jointing at all level/ depths ISi marked HOPE pipe of PE-100 grade and PN-6 for sewer. application as per IS 14333-1996 (amended up to date) in trenches in complete induding cost of HOPE Specials, labour, sectional hydro testing (including the cost and conveyance of water to site for testing) and commissioning as per Technical Specifications and as per direction of Engineer. Note: E/w to be measured and paid separately. Rate includes cost of all specials like bends, tees required during laying of pipe line along required alignment | 315 mm Outside Dia | Metre | 4795
Sewerage and Drainage | 21.97.6 | Providing, lowering, laying, aligning, fixing in position and jointing at all level/ depths ISi marked HOPE pipe of PE-100 grade and PN-6 for sewer. application as per IS 14333-1996 (amended up to date) in trenches in complete induding cost of HOPE Specials, labour, sectional hydro testing (including the cost and conveyance of water to site for testing) and commissioning as per Technical Specifications and as per direction of Engineer. Note: E/w to be measured and paid separately. Rate includes cost of all specials like bends, tees required during laying of pipe line along required alignment | 355 mm Outside Dia | Metre | 6057
Sewerage and Drainage | 21.97.7 | Providing, lowering, laying, aligning, fixing in position and jointing at all level/ depths ISi marked HOPE pipe of PE-100 grade and PN-6 for sewer. application as per IS 14333-1996 (amended up to date) in trenches in complete induding cost of HOPE Specials, labour, sectional hydro testing (including the cost and conveyance of water to site for testing) and commissioning as per Technical Specifications and as per direction of Engineer. Note: E/w to be measured and paid separately. Rate includes cost of all specials like bends, tees required during laying of pipe line along required alignment | 400 mm Outside Dia | Metre | 7853
Sewerage and Drainage | 21.97.8 | Providing, lowering, laying, aligning, fixing in position and jointing at all level/ depths ISi marked HOPE pipe of PE-100 grade and PN-6 for sewer. application as per IS 14333-1996 (amended up to date) in trenches in complete induding cost of HOPE Specials, labour, sectional hydro testing (including the cost and conveyance of water to site for testing) and commissioning as per Technical Specifications and as per direction of Engineer. Note: E/w to be measured and paid separately. Rate includes cost of all specials like bends, tees required during laying of pipe line along required alignment | 450 mm Outside Dia | Metre | 10058
Sewerage and Drainage | 21.97.9 | Providing, lowering, laying, aligning, fixing in position and jointing at all level/ depths ISi marked HOPE pipe of PE-100 grade and PN-6 for sewer. application as per IS 14333-1996 (amended up to date) in trenches in complete induding cost of HOPE Specials, labour, sectional hydro testing (including the cost and conveyance of water to site for testing) and commissioning as per Technical Specifications and as per direction of Engineer. Note: E/w to be measured and paid separately. Rate includes cost of all specials like bends, tees required during laying of pipe line along required alignment | 500 mm Outside Dia | Metre | 12460
Sewerage and Drainage | 21.97.10 | Providing, lowering, laying, aligning, fixing in position and jointing at all level/ depths ISi marked HOPE pipe of PE-100 grade and PN-6 for sewer. application as per IS 14333-1996 (amended up to date) in trenches in complete induding cost of HOPE Specials, labour, sectional hydro testing (including the cost and conveyance of water to site for testing) and commissioning as per Technical Specifications and as per direction of Engineer. Note: E/w to be measured and paid separately. Rate includes cost of all specials like bends, tees required during laying of pipe line along required alignment | 560 mm Outside Dia | Metre | 15547
Sewerage and Drainage | 21.97.11 | Providing, lowering, laying, aligning, fixing in position and jointing at all level/ depths ISi marked HOPE pipe of PE-100 grade and PN-6 for sewer. application as per IS 14333-1996 (amended up to date) in trenches in complete induding cost of HOPE Specials, labour, sectional hydro testing (including the cost and conveyance of water to site for testing) and commissioning as per Technical Specifications and as per direction of Engineer. Note: E/w to be measured and paid separately. Rate includes cost of all specials like bends, tees required during laying of pipe line along required alignment | 630 mm Outside Dia | Metre | 19660
Sewerage and Drainage | 21.97.12 | Providing, lowering, laying, aligning, fixing in position and jointing at all level/ depths ISi marked HOPE pipe of PE-100 grade and PN-6 for sewer. application as per IS 14333-1996 (amended up to date) in trenches in complete induding cost of HOPE Specials, labour, sectional hydro testing (including the cost and conveyance of water to site for testing) and commissioning as per Technical Specifications and as per direction of Engineer. Note: E/w to be measured and paid separately. Rate includes cost of all specials like bends, tees required during laying of pipe line along required alignment | 710 mm Outside Dia | Metre | 25316
Sewerage and Drainage | 21.97.13 | Providing, lowering, laying, aligning, fixing in position and jointing at all level/ depths ISi marked HOPE pipe of PE-100 grade and PN-6 for sewer. application as per IS 14333-1996 (amended up to date) in trenches in complete induding cost of HOPE Specials, labour, sectional hydro testing (including the cost and conveyance of water to site for testing) and commissioning as per Technical Specifications and as per direction of Engineer. Note: E/w to be measured and paid separately. Rate includes cost of all specials like bends, tees required during laying of pipe line along required alignment | 800 mm Outside Dia | Metre | 32084
Sewerage and Drainage | 21.97.14 | Providing, lowering, laying, aligning, fixing in position and jointing at all level/ depths ISi marked HOPE pipe of PE-100 grade and PN-6 for sewer. application as per IS 14333-1996 (amended up to date) in trenches in complete induding cost of HOPE Specials, labour, sectional hydro testing (including the cost and conveyance of water to site for testing) and commissioning as per Technical Specifications and as per direction of Engineer. Note: E/w to be measured and paid separately. Rate includes cost of all specials like bends, tees required during laying of pipe line along required alignment | 900 mm Outside Dia | Metre | 36107
Sewerage and Drainage | 21.97.15 | Providing, lowering, laying, aligning, fixing in position and jointing at all level/ depths ISi marked HOPE pipe of PE-100 grade and PN-6 for sewer. application as per IS 14333-1996 (amended up to date) in trenches in complete induding cost of HOPE Specials, labour, sectional hydro testing (including the cost and conveyance of water to site for testing) and commissioning as per Technical Specifications and as per direction of Engineer. Note: E/w to be measured and paid separately. Rate includes cost of all specials like bends, tees required during laying of pipe line along required alignment | 1000 mm Outside Dia | Metre | 44584
Sewerage and Drainage | 21.98.1 | Providing, lowering, laying, aligning, fixing in position and jointing at all level/ depths ISi marked HOPE pipes of PE-100 grade and PN- 8 for sewer application as per IS 14333-1996 (amended up to date) in trenches in complete including cost of HOPE 'Specials, labour, sectional hydro testing (including the cost and conveyance of water to site for testing) and commissioning as per Technical Specifications and as per direction of Engineer. Note: E/w to be measured and paid separately. Rate includes cost of all specials like bends, tees required during laying of pipe line along required alignment | 200 mm Outside Dia | Metre | 2518
Sewerage and Drainage | 21.98.2 | Providing, lowering, laying, aligning, fixing in position and jointing at all level/ depths ISi marked HOPE pipes of PE-100 grade and PN- 8 for sewer application as per IS 14333-1996 (amended up to date) in trenches in complete including cost of HOPE 'Specials, labour, sectional hydro testing (including the cost and conveyance of water to site for testing) and commissioning as per Technical Specifications and as per direction of Engineer. Note: E/w to be measured and paid separately. Rate includes cost of all specials like bends, tees required during laying of pipe line along required alignment | 225 mm Outside Dia | Metre | 3161
Sewerage and Drainage | 21.98.3 | Providing, lowering, laying, aligning, fixing in position and jointing at all level/ depths ISi marked HOPE pipes of PE-100 grade and PN- 8 for sewer application as per IS 14333-1996 (amended up to date) in trenches in complete including cost of HOPE 'Specials, labour, sectional hydro testing (including the cost and conveyance of water to site for testing) and commissioning as per Technical Specifications and as per direction of Engineer. Note: E/w to be measured and paid separately. Rate includes cost of all specials like bends, tees required during laying of pipe line along required alignment | 250 mm Outside Dia | Metre | 3892
Sewerage and Drainage | 21.98.4 | Providing, lowering, laying, aligning, fixing in position and jointing at all level/ depths ISi marked HOPE pipes of PE-100 grade and PN- 8 for sewer application as per IS 14333-1996 (amended up to date) in trenches in complete including cost of HOPE 'Specials, labour, sectional hydro testing (including the cost and conveyance of water to site for testing) and commissioning as per Technical Specifications and as per direction of Engineer. Note: E/w to be measured and paid separately. Rate includes cost of all specials like bends, tees required during laying of pipe line along required alignment | 280 mm Outside Dia | Metre | 4853
Sewerage and Drainage | 21.98.5 | Providing, lowering, laying, aligning, fixing in position and jointing at all level/ depths ISi marked HOPE pipes of PE-100 grade and PN- 8 for sewer application as per IS 14333-1996 (amended up to date) in trenches in complete including cost of HOPE 'Specials, labour, sectional hydro testing (including the cost and conveyance of water to site for testing) and commissioning as per Technical Specifications and as per direction of Engineer. Note: E/w to be measured and paid separately. Rate includes cost of all specials like bends, tees required during laying of pipe line along required alignment | 315 mm Outside Dia | Metre | 6126
Sewerage and Drainage | 21.98.6 | Providing, lowering, laying, aligning, fixing in position and jointing at all level/ depths ISi marked HOPE pipes of PE-100 grade and PN- 8 for sewer application as per IS 14333-1996 (amended up to date) in trenches in complete including cost of HOPE 'Specials, labour, sectional hydro testing (including the cost and conveyance of water to site for testing) and commissioning as per Technical Specifications and as per direction of Engineer. Note: E/w to be measured and paid separately. Rate includes cost of all specials like bends, tees required during laying of pipe line along required alignment | 355 mm Outside Dia | Metre | 7739
Sewerage and Drainage | 21.98.7 | Providing, lowering, laying, aligning, fixing in position and jointing at all level/ depths ISi marked HOPE pipes of PE-100 grade and PN- 8 for sewer application as per IS 14333-1996 (amended up to date) in trenches in complete including cost of HOPE 'Specials, labour, sectional hydro testing (including the cost and conveyance of water to site for testing) and commissioning as per Technical Specifications and as per direction of Engineer. Note: E/w to be measured and paid separately. Rate includes cost of all specials like bends, tees required during laying of pipe line along required alignment | 400 mm Outside Dia | Metre | 10028
Sewerage and Drainage | 21.98.8 | Providing, lowering, laying, aligning, fixing in position and jointing at all level/ depths ISi marked HOPE pipes of PE-100 grade and PN- 8 for sewer application as per IS 14333-1996 (amended up to date) in trenches in complete including cost of HOPE 'Specials, labour, sectional hydro testing (including the cost and conveyance of water to site for testing) and commissioning as per Technical Specifications and as per direction of Engineer. Note: E/w to be measured and paid separately. Rate includes cost of all specials like bends, tees required during laying of pipe line along required alignment | 450 mm Outside Dia | Metre | 12879
Sewerage and Drainage | 21.98.9 | Providing, lowering, laying, aligning, fixing in position and jointing at all level/ depths ISi marked HOPE pipes of PE-100 grade and PN- 8 for sewer application as per IS 14333-1996 (amended up to date) in trenches in complete including cost of HOPE 'Specials, labour, sectional hydro testing (including the cost and conveyance of water to site for testing) and commissioning as per Technical Specifications and as per direction of Engineer. Note: E/w to be measured and paid separately. Rate includes cost of all specials like bends, tees required during laying of pipe line along required alignment | 500 mm Outside Dia | Metre | 15907
Sewerage and Drainage | 21.98.10 | Providing, lowering, laying, aligning, fixing in position and jointing at all level/ depths ISi marked HOPE pipes of PE-100 grade and PN- 8 for sewer application as per IS 14333-1996 (amended up to date) in trenches in complete including cost of HOPE 'Specials, labour, sectional hydro testing (including the cost and conveyance of water to site for testing) and commissioning as per Technical Specifications and as per direction of Engineer. Note: E/w to be measured and paid separately. Rate includes cost of all specials like bends, tees required during laying of pipe line along required alignment | 560 mm Outside Dia | Metre | 19903
Sewerage and Drainage | 21.98.11 | Providing, lowering, laying, aligning, fixing in position and jointing at all level/ depths ISi marked HOPE pipes of PE-100 grade and PN- 8 for sewer application as per IS 14333-1996 (amended up to date) in trenches in complete including cost of HOPE 'Specials, labour, sectional hydro testing (including the cost and conveyance of water to site for testing) and commissioning as per Technical Specifications and as per direction of Engineer. Note: E/w to be measured and paid separately. Rate includes cost of all specials like bends, tees required during laying of pipe line along required alignment | 630 mm Outside Dia | Metre | 25165
Sewerage and Drainage | 21.98.12 | Providing, lowering, laying, aligning, fixing in position and jointing at all level/ depths ISi marked HOPE pipes of PE-100 grade and PN- 8 for sewer application as per IS 14333-1996 (amended up to date) in trenches in complete including cost of HOPE 'Specials, labour, sectional hydro testing (including the cost and conveyance of water to site for testing) and commissioning as per Technical Specifications and as per direction of Engineer. Note: E/w to be measured and paid separately. Rate includes cost of all specials like bends, tees required during laying of pipe line along required alignment | 710 mm Outside Dia | Metre | 32394
Sewerage and Drainage | 21.99.1 | Providing, lowering, laying, aligning, fixing in position and jointing at all level/ depths ISi marked HDPE pipes of PE-100 grade and PN-10 for sewer application as per IS 14333-1996 (amended up to date) in trenches in complete induding cost of HDPE 'Specials, labour, sectional hydro testing (including the cost and conveyance of water to site for testing) and commissioning as per Technical Specifications and as per direction of Engineer. Note: E/w to be measured and paid separately. Rate includes cost of all specials like bends, tees required during laying of pipe line along required alignment | 200 mm Outside Dia | Metre | 3008
Sewerage and Drainage | 21.99.2 | Providing, lowering, laying, aligning, fixing in position and jointing at all level/ depths ISi marked HDPE pipes of PE-100 grade and PN-10 for sewer application as per IS 14333-1996 (amended up to date) in trenches in complete induding cost of HDPE 'Specials, labour, sectional hydro testing (including the cost and conveyance of water to site for testing) and commissioning as per Technical Specifications and as per direction of Engineer. Note: E/w to be measured and paid separately. Rate includes cost of all specials like bends, tees required during laying of pipe line along required alignment | 225 mm Outside Dia | Metre | 3788
Sewerage and Drainage | 21.99.3 | Providing, lowering, laying, aligning, fixing in position and jointing at all level/ depths ISi marked HDPE pipes of PE-100 grade and PN-10 for sewer application as per IS 14333-1996 (amended up to date) in trenches in complete induding cost of HDPE 'Specials, labour, sectional hydro testing (including the cost and conveyance of water to site for testing) and commissioning as per Technical Specifications and as per direction of Engineer. Note: E/w to be measured and paid separately. Rate includes cost of all specials like bends, tees required during laying of pipe line along required alignment | 250 mm Outside Dia | Metre | 4659
Sewerage and Drainage | 21.99.4 | Providing, lowering, laying, aligning, fixing in position and jointing at all level/ depths ISi marked HDPE pipes of PE-100 grade and PN-10 for sewer application as per IS 14333-1996 (amended up to date) in trenches in complete induding cost of HDPE 'Specials, labour, sectional hydro testing (including the cost and conveyance of water to site for testing) and commissioning as per Technical Specifications and as per direction of Engineer. Note: E/w to be measured and paid separately. Rate includes cost of all specials like bends, tees required during laying of pipe line along required alignment | 280 mm Outside Dia | Metre | 5790
Sewerage and Drainage | 21.99.5 | Providing, lowering, laying, aligning, fixing in position and jointing at all level/ depths ISi marked HDPE pipes of PE-100 grade and PN-10 for sewer application as per IS 14333-1996 (amended up to date) in trenches in complete induding cost of HDPE 'Specials, labour, sectional hydro testing (including the cost and conveyance of water to site for testing) and commissioning as per Technical Specifications and as per direction of Engineer. Note: E/w to be measured and paid separately. Rate includes cost of all specials like bends, tees required during laying of pipe line along required alignment | 315 mm Outside Dia | Metre | 7346
Sewerage and Drainage | 21.99.6 | Providing, lowering, laying, aligning, fixing in position and jointing at all level/ depths ISi marked HDPE pipes of PE-100 grade and PN-10 for sewer application as per IS 14333-1996 (amended up to date) in trenches in complete induding cost of HDPE 'Specials, labour, sectional hydro testing (including the cost and conveyance of water to site for testing) and commissioning as per Technical Specifications and as per direction of Engineer. Note: E/w to be measured and paid separately. Rate includes cost of all specials like bends, tees required during laying of pipe line along required alignment | 355 mm Outside Dia | Metre | 9300
Sewerage and Drainage | 21.99.7 | Providing, lowering, laying, aligning, fixing in position and jointing at all level/ depths ISi marked HDPE pipes of PE-100 grade and PN-10 for sewer application as per IS 14333-1996 (amended up to date) in trenches in complete induding cost of HDPE 'Specials, labour, sectional hydro testing (including the cost and conveyance of water to site for testing) and commissioning as per Technical Specifications and as per direction of Engineer. Note: E/w to be measured and paid separately. Rate includes cost of all specials like bends, tees required during laying of pipe line along required alignment | 400 mm Outside Dia | Metre | 12026
Sewerage and Drainage | 21.99.8 | Providing, lowering, laying, aligning, fixing in position and jointing at all level/ depths ISi marked HDPE pipes of PE-100 grade and PN-10 for sewer application as per IS 14333-1996 (amended up to date) in trenches in complete induding cost of HDPE 'Specials, labour, sectional hydro testing (including the cost and conveyance of water to site for testing) and commissioning as per Technical Specifications and as per direction of Engineer. Note: E/w to be measured and paid separately. Rate includes cost of all specials like bends, tees required during laying of pipe line along required alignment | 450 mm Outside Dia | Metre | 15464
Sewerage and Drainage | 21.99.9 | Providing, lowering, laying, aligning, fixing in position and jointing at all level/ depths ISi marked HDPE pipes of PE-100 grade and PN-10 for sewer application as per IS 14333-1996 (amended up to date) in trenches in complete induding cost of HDPE 'Specials, labour, sectional hydro testing (including the cost and conveyance of water to site for testing) and commissioning as per Technical Specifications and as per direction of Engineer. Note: E/w to be measured and paid separately. Rate includes cost of all specials like bends, tees required during laying of pipe line along required alignment | 500 mm Outside Dia | Metre | 19099
Sewerage and Drainage | 21.99.10 | Providing, lowering, laying, aligning, fixing in position and jointing at all level/ depths ISi marked HDPE pipes of PE-100 grade and PN-10 for sewer application as per IS 14333-1996 (amended up to date) in trenches in complete induding cost of HDPE 'Specials, labour, sectional hydro testing (including the cost and conveyance of water to site for testing) and commissioning as per Technical Specifications and as per direction of Engineer. Note: E/w to be measured and paid separately. Rate includes cost of all specials like bends, tees required during laying of pipe line along required alignment | 560 mm Outside Dia | Metre | 23934
Sewerage and Drainage | 21.99.11 | Providing, lowering, laying, aligning, fixing in position and jointing at all level/ depths ISi marked HDPE pipes of PE-100 grade and PN-10 for sewer application as per IS 14333-1996 (amended up to date) in trenches in complete induding cost of HDPE 'Specials, labour, sectional hydro testing (including the cost and conveyance of water to site for testing) and commissioning as per Technical Specifications and as per direction of Engineer. Note: E/w to be measured and paid separately. Rate includes cost of all specials like bends, tees required during laying of pipe line along required alignment | 630 mm Outside Dia | Metre | 30211
Sewerage and Drainage | 21.100.1 | Making holes for HCL soil / Waste pipe by core cutting up to 200 mm thick slabs and sealing with Drip seal sealant complete in all respect | 40 mm dia pipe | Each | 260
Sewerage and Drainage | 21.100.2 | Making holes for HCL soil / Waste pipe by core cutting up to 200 mm thick slabs and sealing with Drip seal sealant complete in all respect | 100 mm dia pipe | Each | 714
Sewerage and Drainage | 21.100.3 | Making holes for HCL soil / Waste pipe by core cutting up to 200 mm thick slabs and sealing with Drip seal sealant complete in all respect | 125 mm dia pipe | Each | 909
Sewerage and Drainage | 21.100.4 | Making holes for HCL soil / Waste pipe by core cutting up to 200 mm thick slabs and sealing with Drip seal sealant complete in all respect | 150 mm dia pipe | Each | 1039
Sewerage and Drainage | 21.100.5 | Making holes for HCL soil / Waste pipe by core cutting up to 200 mm thick slabs and sealing with Drip seal sealant complete in all respect | 175 mm dia pipe | Each | 1234
Sewerage and Drainage | 21.101 | Providing and fixing MS Angle 35 x 35 x 5 mm with 10 mm MS Threaded rods & Fastener & Fixture to Support the Cl and PVC Pipe |  | Each | 167
Sewerage and Drainage | 21.102.1.1 | Providing, lowering, laying, aligning, cutting (cut surface to be finished uniformly), jointing with coupling and EPDM rubber rings marked with IS: 5382 and testing, AC pressure sewerage and drainage pipes manufactured with Mazza process as per IS 6908:1991 and specials into trenches for all levels/depths including carriage, loading/ unloading, stacking, handling, rehandling etc. complete in all respects to the satisfaction of the Engineer in charge (Rates are inclusive of couplers, EPDM rubber rings and specials but exclusive of excavation and refilling) — Class I (Ultimate load capacity60KN/sqm) | 100mm i/d | Metre | 282
Sewerage and Drainage | 21.102.1.2 | Providing, lowering, laying, aligning, cutting (cut surface to be finished uniformly), jointing with coupling and EPDM rubber rings marked with IS: 5382 and testing, AC pressure sewerage and drainage pipes manufactured with Mazza process as per IS 6908:1991 and specials into trenches for all levels/depths including carriage, loading/ unloading, stacking, handling, rehandling etc. complete in all respects to the satisfaction of the Engineer in charge (Rates are inclusive of couplers, EPDM rubber rings and specials but exclusive of excavation and refilling) — Class I (Ultimate load capacity60KN/sqm) | 150mm i/d | Metre | 469
Sewerage and Drainage | 21.102.1.3 | Providing, lowering, laying, aligning, cutting (cut surface to be finished uniformly), jointing with coupling and EPDM rubber rings marked with IS: 5382 and testing, AC pressure sewerage and drainage pipes manufactured with Mazza process as per IS 6908:1991 and specials into trenches for all levels/depths including carriage, loading/ unloading, stacking, handling, rehandling etc. complete in all respects to the satisfaction of the Engineer in charge (Rates are inclusive of couplers, EPDM rubber rings and specials but exclusive of excavation and refilling) — Class I (Ultimate load capacity60KN/sqm) | 200mm i/d | Metre | 745
Sewerage and Drainage | 21.102.1.4 | Providing, lowering, laying, aligning, cutting (cut surface to be finished uniformly), jointing with coupling and EPDM rubber rings marked with IS: 5382 and testing, AC pressure sewerage and drainage pipes manufactured with Mazza process as per IS 6908:1991 and specials into trenches for all levels/depths including carriage, loading/ unloading, stacking, handling, rehandling etc. complete in all respects to the satisfaction of the Engineer in charge (Rates are inclusive of couplers, EPDM rubber rings and specials but exclusive of excavation and refilling) — Class I (Ultimate load capacity60KN/sqm) | 250mm i/d | Metre | 966
Sewerage and Drainage | 21.102.1.5 | Providing, lowering, laying, aligning, cutting (cut surface to be finished uniformly), jointing with coupling and EPDM rubber rings marked with IS: 5382 and testing, AC pressure sewerage and drainage pipes manufactured with Mazza process as per IS 6908:1991 and specials into trenches for all levels/depths including carriage, loading/ unloading, stacking, handling, rehandling etc. complete in all respects to the satisfaction of the Engineer in charge (Rates are inclusive of couplers, EPDM rubber rings and specials but exclusive of excavation and refilling) — Class I (Ultimate load capacity60KN/sqm) | 300mm i/d | Metre | 1234
Sewerage and Drainage | 21.102.1.6 | Providing, lowering, laying, aligning, cutting (cut surface to be finished uniformly), jointing with coupling and EPDM rubber rings marked with IS: 5382 and testing, AC pressure sewerage and drainage pipes manufactured with Mazza process as per IS 6908:1991 and specials into trenches for all levels/depths including carriage, loading/ unloading, stacking, handling, rehandling etc. complete in all respects to the satisfaction of the Engineer in charge (Rates are inclusive of couplers, EPDM rubber rings and specials but exclusive of excavation and refilling) — Class I (Ultimate load capacity60KN/sqm) | 350mm i/d | Metre | 1560
Sewerage and Drainage | 21.102.1.7 | Providing, lowering, laying, aligning, cutting (cut surface to be finished uniformly), jointing with coupling and EPDM rubber rings marked with IS: 5382 and testing, AC pressure sewerage and drainage pipes manufactured with Mazza process as per IS 6908:1991 and specials into trenches for all levels/depths including carriage, loading/ unloading, stacking, handling, rehandling etc. complete in all respects to the satisfaction of the Engineer in charge (Rates are inclusive of couplers, EPDM rubber rings and specials but exclusive of excavation and refilling) — Class I (Ultimate load capacity60KN/sqm) | 400mm i/d | Metre | 1933
Sewerage and Drainage | 21.102.1.8 | Providing, lowering, laying, aligning, cutting (cut surface to be finished uniformly), jointing with coupling and EPDM rubber rings marked with IS: 5382 and testing, AC pressure sewerage and drainage pipes manufactured with Mazza process as per IS 6908:1991 and specials into trenches for all levels/depths including carriage, loading/ unloading, stacking, handling, rehandling etc. complete in all respects to the satisfaction of the Engineer in charge (Rates are inclusive of couplers, EPDM rubber rings and specials but exclusive of excavation and refilling) — Class I (Ultimate load capacity60KN/sqm) | 450mm i/d | Metre | 2275
Sewerage and Drainage | 21.102.1.9 | Providing, lowering, laying, aligning, cutting (cut surface to be finished uniformly), jointing with coupling and EPDM rubber rings marked with IS: 5382 and testing, AC pressure sewerage and drainage pipes manufactured with Mazza process as per IS 6908:1991 and specials into trenches for all levels/depths including carriage, loading/ unloading, stacking, handling, rehandling etc. complete in all respects to the satisfaction of the Engineer in charge (Rates are inclusive of couplers, EPDM rubber rings and specials but exclusive of excavation and refilling) — Class I (Ultimate load capacity60KN/sqm) | 500mm i/d | Metre | 2871
Sewerage and Drainage | 21.102.1.10 | Providing, lowering, laying, aligning, cutting (cut surface to be finished uniformly), jointing with coupling and EPDM rubber rings marked with IS: 5382 and testing, AC pressure sewerage and drainage pipes manufactured with Mazza process as per IS 6908:1991 and specials into trenches for all levels/depths including carriage, loading/ unloading, stacking, handling, rehandling etc. complete in all respects to the satisfaction of the Engineer in charge (Rates are inclusive of couplers, EPDM rubber rings and specials but exclusive of excavation and refilling) — Class I (Ultimate load capacity60KN/sqm) | 600mm i/d | Metre | 3989
Sewerage and Drainage | 21.102.1.11 | Providing, lowering, laying, aligning, cutting (cut surface to be finished uniformly), jointing with coupling and EPDM rubber rings marked with IS: 5382 and testing, AC pressure sewerage and drainage pipes manufactured with Mazza process as per IS 6908:1991 and specials into trenches for all levels/depths including carriage, loading/ unloading, stacking, handling, rehandling etc. complete in all respects to the satisfaction of the Engineer in charge (Rates are inclusive of couplers, EPDM rubber rings and specials but exclusive of excavation and refilling) — Class I (Ultimate load capacity60KN/sqm) | 700mm i/d | Metre | 5836
Sewerage and Drainage | 21.102.1.12 | Providing, lowering, laying, aligning, cutting (cut surface to be finished uniformly), jointing with coupling and EPDM rubber rings marked with IS: 5382 and testing, AC pressure sewerage and drainage pipes manufactured with Mazza process as per IS 6908:1991 and specials into trenches for all levels/depths including carriage, loading/ unloading, stacking, handling, rehandling etc. complete in all respects to the satisfaction of the Engineer in charge (Rates are inclusive of couplers, EPDM rubber rings and specials but exclusive of excavation and refilling) — Class I (Ultimate load capacity60KN/sqm) | 800mm i/d | Metre | 8129
Sewerage and Drainage | 21.102.1.13 | Providing, lowering, laying, aligning, cutting (cut surface to be finished uniformly), jointing with coupling and EPDM rubber rings marked with IS: 5382 and testing, AC pressure sewerage and drainage pipes manufactured with Mazza process as per IS 6908:1991 and specials into trenches for all levels/depths including carriage, loading/ unloading, stacking, handling, rehandling etc. complete in all respects to the satisfaction of the Engineer in charge (Rates are inclusive of couplers, EPDM rubber rings and specials but exclusive of excavation and refilling) — Class I (Ultimate load capacity60KN/sqm) | 900mm i/d | Metre | 10759
Sewerage and Drainage | 21.102.1.14 | Providing, lowering, laying, aligning, cutting (cut surface to be finished uniformly), jointing with coupling and EPDM rubber rings marked with IS: 5382 and testing, AC pressure sewerage and drainage pipes manufactured with Mazza process as per IS 6908:1991 and specials into trenches for all levels/depths including carriage, loading/ unloading, stacking, handling, rehandling etc. complete in all respects to the satisfaction of the Engineer in charge (Rates are inclusive of couplers, EPDM rubber rings and specials but exclusive of excavation and refilling) — Class I (Ultimate load capacity60KN/sqm) | 1000mm i/d | Metre | 13085
Sewerage and Drainage | 21.102.2.1 | Providing, lowering, laying, aligning, cutting (cut surface to be finished uniformly), jointing with coupling and EPDM rubber rings marked with IS: 5382 and testing, AC pressure sewerage and drainage pipes manufactured with Mazza process as per IS 6908:1991 and specials into trenches for all levels/depths including carriage, loading/ unloading, stacking, handling, rehandling etc. complete in all respects to the satisfaction of the Engineer in charge (Rates are inclusive of couplers, EPDM rubber rings and specials but exclusive of excavation and refilling) — Class II (Ultimate load capacity 90KN/sqm) | 100mm i/d | Metre | 291
Sewerage and Drainage | 21.102.2.2 | Providing, lowering, laying, aligning, cutting (cut surface to be finished uniformly), jointing with coupling and EPDM rubber rings marked with IS: 5382 and testing, AC pressure sewerage and drainage pipes manufactured with Mazza process as per IS 6908:1991 and specials into trenches for all levels/depths including carriage, loading/ unloading, stacking, handling, rehandling etc. complete in all respects to the satisfaction of the Engineer in charge (Rates are inclusive of couplers, EPDM rubber rings and specials but exclusive of excavation and refilling) — Class II (Ultimate load capacity 90KN/sqm) | 150mm i/d | Metre | 520
Sewerage and Drainage | 21.102.2.3 | Providing, lowering, laying, aligning, cutting (cut surface to be finished uniformly), jointing with coupling and EPDM rubber rings marked with IS: 5382 and testing, AC pressure sewerage and drainage pipes manufactured with Mazza process as per IS 6908:1991 and specials into trenches for all levels/depths including carriage, loading/ unloading, stacking, handling, rehandling etc. complete in all respects to the satisfaction of the Engineer in charge (Rates are inclusive of couplers, EPDM rubber rings and specials but exclusive of excavation and refilling) — Class II (Ultimate load capacity 90KN/sqm) | 200mm i/d | Metre | 865
Sewerage and Drainage | 21.102.2.4 | Providing, lowering, laying, aligning, cutting (cut surface to be finished uniformly), jointing with coupling and EPDM rubber rings marked with IS: 5382 and testing, AC pressure sewerage and drainage pipes manufactured with Mazza process as per IS 6908:1991 and specials into trenches for all levels/depths including carriage, loading/ unloading, stacking, handling, rehandling etc. complete in all respects to the satisfaction of the Engineer in charge (Rates are inclusive of couplers, EPDM rubber rings and specials but exclusive of excavation and refilling) — Class II (Ultimate load capacity 90KN/sqm) | 250mm i/d | Metre | 1100
Sewerage and Drainage | 21.102.2.5 | Providing, lowering, laying, aligning, cutting (cut surface to be finished uniformly), jointing with coupling and EPDM rubber rings marked with IS: 5382 and testing, AC pressure sewerage and drainage pipes manufactured with Mazza process as per IS 6908:1991 and specials into trenches for all levels/depths including carriage, loading/ unloading, stacking, handling, rehandling etc. complete in all respects to the satisfaction of the Engineer in charge (Rates are inclusive of couplers, EPDM rubber rings and specials but exclusive of excavation and refilling) — Class II (Ultimate load capacity 90KN/sqm) | 300mm i/d | Metre | 1546
Sewerage and Drainage | 21.102.2.6 | Providing, lowering, laying, aligning, cutting (cut surface to be finished uniformly), jointing with coupling and EPDM rubber rings marked with IS: 5382 and testing, AC pressure sewerage and drainage pipes manufactured with Mazza process as per IS 6908:1991 and specials into trenches for all levels/depths including carriage, loading/ unloading, stacking, handling, rehandling etc. complete in all respects to the satisfaction of the Engineer in charge (Rates are inclusive of couplers, EPDM rubber rings and specials but exclusive of excavation and refilling) — Class II (Ultimate load capacity 90KN/sqm) | 350mm i/d | Metre | 1905
Sewerage and Drainage | 21.102.2.7 | Providing, lowering, laying, aligning, cutting (cut surface to be finished uniformly), jointing with coupling and EPDM rubber rings marked with IS: 5382 and testing, AC pressure sewerage and drainage pipes manufactured with Mazza process as per IS 6908:1991 and specials into trenches for all levels/depths including carriage, loading/ unloading, stacking, handling, rehandling etc. complete in all respects to the satisfaction of the Engineer in charge (Rates are inclusive of couplers, EPDM rubber rings and specials but exclusive of excavation and refilling) — Class II (Ultimate load capacity 90KN/sqm) | 400mm i/d | Metre | 2461
Sewerage and Drainage | 21.102.2.8 | Providing, lowering, laying, aligning, cutting (cut surface to be finished uniformly), jointing with coupling and EPDM rubber rings marked with IS: 5382 and testing, AC pressure sewerage and drainage pipes manufactured with Mazza process as per IS 6908:1991 and specials into trenches for all levels/depths including carriage, loading/ unloading, stacking, handling, rehandling etc. complete in all respects to the satisfaction of the Engineer in charge (Rates are inclusive of couplers, EPDM rubber rings and specials but exclusive of excavation and refilling) — Class II (Ultimate load capacity 90KN/sqm) | 450mm i/d | Metre | 2876
Sewerage and Drainage | 21.102.2.9 | Providing, lowering, laying, aligning, cutting (cut surface to be finished uniformly), jointing with coupling and EPDM rubber rings marked with IS: 5382 and testing, AC pressure sewerage and drainage pipes manufactured with Mazza process as per IS 6908:1991 and specials into trenches for all levels/depths including carriage, loading/ unloading, stacking, handling, rehandling etc. complete in all respects to the satisfaction of the Engineer in charge (Rates are inclusive of couplers, EPDM rubber rings and specials but exclusive of excavation and refilling) — Class II (Ultimate load capacity 90KN/sqm) | 500mm i/d | Metre | 3594
Sewerage and Drainage | 21.102.2.10 | Providing, lowering, laying, aligning, cutting (cut surface to be finished uniformly), jointing with coupling and EPDM rubber rings marked with IS: 5382 and testing, AC pressure sewerage and drainage pipes manufactured with Mazza process as per IS 6908:1991 and specials into trenches for all levels/depths including carriage, loading/ unloading, stacking, handling, rehandling etc. complete in all respects to the satisfaction of the Engineer in charge (Rates are inclusive of couplers, EPDM rubber rings and specials but exclusive of excavation and refilling) — Class II (Ultimate load capacity 90KN/sqm) | 600mm i/d | Metre | 5117
Sewerage and Drainage | 21.102.2.11 | Providing, lowering, laying, aligning, cutting (cut surface to be finished uniformly), jointing with coupling and EPDM rubber rings marked with IS: 5382 and testing, AC pressure sewerage and drainage pipes manufactured with Mazza process as per IS 6908:1991 and specials into trenches for all levels/depths including carriage, loading/ unloading, stacking, handling, rehandling etc. complete in all respects to the satisfaction of the Engineer in charge (Rates are inclusive of couplers, EPDM rubber rings and specials but exclusive of excavation and refilling) — Class II (Ultimate load capacity 90KN/sqm) | 700mm i/d | Metre | 6378
Sewerage and Drainage | 21.102.2.12 | Providing, lowering, laying, aligning, cutting (cut surface to be finished uniformly), jointing with coupling and EPDM rubber rings marked with IS: 5382 and testing, AC pressure sewerage and drainage pipes manufactured with Mazza process as per IS 6908:1991 and specials into trenches for all levels/depths including carriage, loading/ unloading, stacking, handling, rehandling etc. complete in all respects to the satisfaction of the Engineer in charge (Rates are inclusive of couplers, EPDM rubber rings and specials but exclusive of excavation and refilling) — Class II (Ultimate load capacity 90KN/sqm) | 800mm i/d | Metre | 8640
Sewerage and Drainage | 21.102.2.13 | Providing, lowering, laying, aligning, cutting (cut surface to be finished uniformly), jointing with coupling and EPDM rubber rings marked with IS: 5382 and testing, AC pressure sewerage and drainage pipes manufactured with Mazza process as per IS 6908:1991 and specials into trenches for all levels/depths including carriage, loading/ unloading, stacking, handling, rehandling etc. complete in all respects to the satisfaction of the Engineer in charge (Rates are inclusive of couplers, EPDM rubber rings and specials but exclusive of excavation and refilling) — Class II (Ultimate load capacity 90KN/sqm) | 900mm i/d | Metre | 10963
Sewerage and Drainage | 21.102.2.14 | Providing, lowering, laying, aligning, cutting (cut surface to be finished uniformly), jointing with coupling and EPDM rubber rings marked with IS: 5382 and testing, AC pressure sewerage and drainage pipes manufactured with Mazza process as per IS 6908:1991 and specials into trenches for all levels/depths including carriage, loading/ unloading, stacking, handling, rehandling etc. complete in all respects to the satisfaction of the Engineer in charge (Rates are inclusive of couplers, EPDM rubber rings and specials but exclusive of excavation and refilling) — Class II (Ultimate load capacity 90KN/sqm) | 1000mm i/d | Metre | 13690
Sewerage and Drainage | 21.102.3.1 | Providing, lowering, laying, aligning, cutting (cut surface to be finished uniformly), jointing with coupling and EPDM rubber rings marked with IS: 5382 and testing, AC pressure sewerage and drainage pipes manufactured with Mazza process as per IS 6908:1991 and specials into trenches for all levels/depths including carriage, loading/ unloading, stacking, handling, rehandling etc. complete in all respects to the satisfaction of the Engineer in charge (Rates are inclusive of couplers, EPDM rubber rings and specials but exclusive of excavation and refilling) — Class Ill (Ultimate load capacity 120KN/sqm) | 100mm i/d | Metre | 404
Sewerage and Drainage | 21.102.3.2 | Providing, lowering, laying, aligning, cutting (cut surface to be finished uniformly), jointing with coupling and EPDM rubber rings marked with IS: 5382 and testing, AC pressure sewerage and drainage pipes manufactured with Mazza process as per IS 6908:1991 and specials into trenches for all levels/depths including carriage, loading/ unloading, stacking, handling, rehandling etc. complete in all respects to the satisfaction of the Engineer in charge (Rates are inclusive of couplers, EPDM rubber rings and specials but exclusive of excavation and refilling) — Class Ill (Ultimate load capacity 120KN/sqm) | 150mm i/d | Metre | 715
Sewerage and Drainage | 21.102.3.3 | Providing, lowering, laying, aligning, cutting (cut surface to be finished uniformly), jointing with coupling and EPDM rubber rings marked with IS: 5382 and testing, AC pressure sewerage and drainage pipes manufactured with Mazza process as per IS 6908:1991 and specials into trenches for all levels/depths including carriage, loading/ unloading, stacking, handling, rehandling etc. complete in all respects to the satisfaction of the Engineer in charge (Rates are inclusive of couplers, EPDM rubber rings and specials but exclusive of excavation and refilling) — Class Ill (Ultimate load capacity 120KN/sqm) | 200mm i/d | Metre | 1218
Sewerage and Drainage | 21.102.3.4 | Providing, lowering, laying, aligning, cutting (cut surface to be finished uniformly), jointing with coupling and EPDM rubber rings marked with IS: 5382 and testing, AC pressure sewerage and drainage pipes manufactured with Mazza process as per IS 6908:1991 and specials into trenches for all levels/depths including carriage, loading/ unloading, stacking, handling, rehandling etc. complete in all respects to the satisfaction of the Engineer in charge (Rates are inclusive of couplers, EPDM rubber rings and specials but exclusive of excavation and refilling) — Class Ill (Ultimate load capacity 120KN/sqm) | 250mm i/d | Metre | 1562
Sewerage and Drainage | 21.102.3.5 | Providing, lowering, laying, aligning, cutting (cut surface to be finished uniformly), jointing with coupling and EPDM rubber rings marked with IS: 5382 and testing, AC pressure sewerage and drainage pipes manufactured with Mazza process as per IS 6908:1991 and specials into trenches for all levels/depths including carriage, loading/ unloading, stacking, handling, rehandling etc. complete in all respects to the satisfaction of the Engineer in charge (Rates are inclusive of couplers, EPDM rubber rings and specials but exclusive of excavation and refilling) — Class Ill (Ultimate load capacity 120KN/sqm) | 300mm i/d | Metre | 2173
Sewerage and Drainage | 21.102.3.6 | Providing, lowering, laying, aligning, cutting (cut surface to be finished uniformly), jointing with coupling and EPDM rubber rings marked with IS: 5382 and testing, AC pressure sewerage and drainage pipes manufactured with Mazza process as per IS 6908:1991 and specials into trenches for all levels/depths including carriage, loading/ unloading, stacking, handling, rehandling etc. complete in all respects to the satisfaction of the Engineer in charge (Rates are inclusive of couplers, EPDM rubber rings and specials but exclusive of excavation and refilling) — Class Ill (Ultimate load capacity 120KN/sqm) | 350mm i/d | Metre | 2752
Sewerage and Drainage | 21.102.3.7 | Providing, lowering, laying, aligning, cutting (cut surface to be finished uniformly), jointing with coupling and EPDM rubber rings marked with IS: 5382 and testing, AC pressure sewerage and drainage pipes manufactured with Mazza process as per IS 6908:1991 and specials into trenches for all levels/depths including carriage, loading/ unloading, stacking, handling, rehandling etc. complete in all respects to the satisfaction of the Engineer in charge (Rates are inclusive of couplers, EPDM rubber rings and specials but exclusive of excavation and refilling) — Class Ill (Ultimate load capacity 120KN/sqm) | 400mm i/d | Metre | 3594
Sewerage and Drainage | 21.102.3.8 | Providing, lowering, laying, aligning, cutting (cut surface to be finished uniformly), jointing with coupling and EPDM rubber rings marked with IS: 5382 and testing, AC pressure sewerage and drainage pipes manufactured with Mazza process as per IS 6908:1991 and specials into trenches for all levels/depths including carriage, loading/ unloading, stacking, handling, rehandling etc. complete in all respects to the satisfaction of the Engineer in charge (Rates are inclusive of couplers, EPDM rubber rings and specials but exclusive of excavation and refilling) — Class Ill (Ultimate load capacity 120KN/sqm) | 450mm i/d | Metre | 4255
Sewerage and Drainage | 21.102.3.9 | Providing, lowering, laying, aligning, cutting (cut surface to be finished uniformly), jointing with coupling and EPDM rubber rings marked with IS: 5382 and testing, AC pressure sewerage and drainage pipes manufactured with Mazza process as per IS 6908:1991 and specials into trenches for all levels/depths including carriage, loading/ unloading, stacking, handling, rehandling etc. complete in all respects to the satisfaction of the Engineer in charge (Rates are inclusive of couplers, EPDM rubber rings and specials but exclusive of excavation and refilling) — Class Ill (Ultimate load capacity 120KN/sqm) | 500mm i/d | Metre | 5234
Sewerage and Drainage | 21.102.3.10 | Providing, lowering, laying, aligning, cutting (cut surface to be finished uniformly), jointing with coupling and EPDM rubber rings marked with IS: 5382 and testing, AC pressure sewerage and drainage pipes manufactured with Mazza process as per IS 6908:1991 and specials into trenches for all levels/depths including carriage, loading/ unloading, stacking, handling, rehandling etc. complete in all respects to the satisfaction of the Engineer in charge (Rates are inclusive of couplers, EPDM rubber rings and specials but exclusive of excavation and refilling) — Class Ill (Ultimate load capacity 120KN/sqm) | 600mm i/d | Metre | 7380
Sewerage and Drainage | 21.102.3.11 | Providing, lowering, laying, aligning, cutting (cut surface to be finished uniformly), jointing with coupling and EPDM rubber rings marked with IS: 5382 and testing, AC pressure sewerage and drainage pipes manufactured with Mazza process as per IS 6908:1991 and specials into trenches for all levels/depths including carriage, loading/ unloading, stacking, handling, rehandling etc. complete in all respects to the satisfaction of the Engineer in charge (Rates are inclusive of couplers, EPDM rubber rings and specials but exclusive of excavation and refilling) — Class Ill (Ultimate load capacity 120KN/sqm) | 700mm i/d | Metre | 9743
Sewerage and Drainage | 21.102.3.12 | Providing, lowering, laying, aligning, cutting (cut surface to be finished uniformly), jointing with coupling and EPDM rubber rings marked with IS: 5382 and testing, AC pressure sewerage and drainage pipes manufactured with Mazza process as per IS 6908:1991 and specials into trenches for all levels/depths including carriage, loading/ unloading, stacking, handling, rehandling etc. complete in all respects to the satisfaction of the Engineer in charge (Rates are inclusive of couplers, EPDM rubber rings and specials but exclusive of excavation and refilling) — Class Ill (Ultimate load capacity 120KN/sqm) | 800mm i/d | Metre | 13047
Sewerage and Drainage | 21.102.3.13 | Providing, lowering, laying, aligning, cutting (cut surface to be finished uniformly), jointing with coupling and EPDM rubber rings marked with IS: 5382 and testing, AC pressure sewerage and drainage pipes manufactured with Mazza process as per IS 6908:1991 and specials into trenches for all levels/depths including carriage, loading/ unloading, stacking, handling, rehandling etc. complete in all respects to the satisfaction of the Engineer in charge (Rates are inclusive of couplers, EPDM rubber rings and specials but exclusive of excavation and refilling) — Class Ill (Ultimate load capacity 120KN/sqm) | 900mm i/d | Metre | 17059
Sewerage and Drainage | 21.102.3.14 | Providing, lowering, laying, aligning, cutting (cut surface to be finished uniformly), jointing with coupling and EPDM rubber rings marked with IS: 5382 and testing, AC pressure sewerage and drainage pipes manufactured with Mazza process as per IS 6908:1991 and specials into trenches for all levels/depths including carriage, loading/ unloading, stacking, handling, rehandling etc. complete in all respects to the satisfaction of the Engineer in charge (Rates are inclusive of couplers, EPDM rubber rings and specials but exclusive of excavation and refilling) — Class Ill (Ultimate load capacity 120KN/sqm) | 1000mm i/d | Metre | 20650
Sewerage and Drainage | 21.103.1 | Job work for cleaning of sewer lines by bucket type sewer machine including cost of diesel/lubricants complete in all respects. Only sewer machines will be provided by the department for the following sizes of sewer | 200 mm i/d | Metre | 188
Sewerage and Drainage | 21.103.2 | Job work for cleaning of sewer lines by bucket type sewer machine including cost of diesel/lubricants complete in all respects. Only sewer machines will be provided by the department for the following sizes of sewer | 250 mm i/d | Metre | 208
Sewerage and Drainage | 21.103.3 | Job work for cleaning of sewer lines by bucket type sewer machine including cost of diesel/lubricants complete in all respects. Only sewer machines will be provided by the department for the following sizes of sewer | 300 mm i/d | Metre | 261
Sewerage and Drainage | 21.103.4 | Job work for cleaning of sewer lines by bucket type sewer machine including cost of diesel/lubricants complete in all respects. Only sewer machines will be provided by the department for the following sizes of sewer | 350 mm i/d | Metre | 292
Sewerage and Drainage | 21.103.5 | Job work for cleaning of sewer lines by bucket type sewer machine including cost of diesel/lubricants complete in all respects. Only sewer machines will be provided by the department for the following sizes of sewer | 400 mm i/d | Metre | 338
Sewerage and Drainage | 21.103.6 | Job work for cleaning of sewer lines by bucket type sewer machine including cost of diesel/lubricants complete in all respects. Only sewer machines will be provided by the department for the following sizes of sewer | 450 mm i/d | Metre | 441
Sewerage and Drainage | 21.103.7 | Job work for cleaning of sewer lines by bucket type sewer machine including cost of diesel/lubricants complete in all respects. Only sewer machines will be provided by the department for the following sizes of sewer | 500 mm i/d | Metre | 461
Sewerage and Drainage | 21.103.8 | Job work for cleaning of sewer lines by bucket type sewer machine including cost of diesel/lubricants complete in all respects. Only sewer machines will be provided by the department for the following sizes of sewer | 600 mm i/d | Metre | 545
Sewerage and Drainage | 21.103.9 | Job work for cleaning of sewer lines by bucket type sewer machine including cost of diesel/lubricants complete in all respects. Only sewer machines will be provided by the department for the following sizes of sewer | 750 mm i/d | Metre | 588
Sewerage and Drainage | 21.103.10 | Job work for cleaning of sewer lines by bucket type sewer machine including cost of diesel/lubricants complete in all respects. Only sewer machines will be provided by the department for the following sizes of sewer | 900 mm i/d | Metre | 632
Sewerage and Drainage | 21.103.11 | Job work for cleaning of sewer lines by bucket type sewer machine including cost of diesel/lubricants complete in all respects. Only sewer machines will be provided by the department for the following sizes of sewer | 1050 mm i/d | Metre | 750
Sewerage and Drainage | 21.103.12 | Job work for cleaning of sewer lines by bucket type sewer machine including cost of diesel/lubricants complete in all respects. Only sewer machines will be provided by the department for the following sizes of sewer | 1300 mm i/d | Metre | 810
Sewerage and Drainage | 21.103.13 | Job work for cleaning of sewer lines by bucket type sewer machine including cost of diesel/lubricants complete in all respects. Only sewer machines will be provided by the department for the following sizes of sewer | 1800 mm i/d | Metre | 975
Sewerage and Drainage | 21.104.7 | Supplying, erection, testing and commissioning of Submersible motor pumping set non clog for sewerage having head 10.00 m as per the indicated requirements of discharge in LPM and power capacity in BHP Make: KSB, CRI, Kirlosker, Crompton Greeve, Lubi) Discharge Power Capacity Capacity (LPM) (BHP) | 300 2 | Each | 61286
Sewerage and Drainage | 21.104.8 | Supplying, erection, testing and commissioning of Submersible motor pumping set non clog for sewerage having head 10.00 m as per the indicated requirements of discharge in LPM and power capacity in BHP Make: KSB, CRI, Kirlosker, Crompton Greeve, Lubi) Discharge Power Capacity Capacity (LPM) (BHP) | 400 2 | Each | 61286
Sewerage and Drainage | 21.104.9 | Supplying, erection, testing and commissioning of Submersible motor pumping set non clog for sewerage having head 10.00 m as per the indicated requirements of discharge in LPM and power capacity in BHP Make: KSB, CRI, Kirlosker, Crompton Greeve, Lubi) Discharge Power Capacity Capacity (LPM) (BHP) | 450 2 | Each | 61286
Sewerage and Drainage | 21.104.10 | Supplying, erection, testing and commissioning of Submersible motor pumping set non clog for sewerage having head 10.00 m as per the indicated requirements of discharge in LPM and power capacity in BHP Make: KSB, CRI, Kirlosker, Crompton Greeve, Lubi) Discharge Power Capacity Capacity (LPM) (BHP) | 500 2 | Each | 61286
Sewerage and Drainage | 21.104.11 | Supplying, erection, testing and commissioning of Submersible motor pumping set non clog for sewerage having head 10.00 m as per the indicated requirements of discharge in LPM and power capacity in BHP Make: KSB, CRI, Kirlosker, Crompton Greeve, Lubi) Discharge Power Capacity Capacity (LPM) (BHP) | 600 2.5 | Each | 61286
Sewerage and Drainage | 21.104.12 | Supplying, erection, testing and commissioning of Submersible motor pumping set non clog for sewerage having head 10.00 m as per the indicated requirements of discharge in LPM and power capacity in BHP Make: KSB, CRI, Kirlosker, Crompton Greeve, Lubi) Discharge Power Capacity Capacity (LPM) (BHP) | 620 2.5 | Each | 61286
Sewerage and Drainage | 21.104.13 | Supplying, erection, testing and commissioning of Submersible motor pumping set non clog for sewerage having head 10.00 m as per the indicated requirements of discharge in LPM and power capacity in BHP Make: KSB, CRI, Kirlosker, Crompton Greeve, Lubi) Discharge Power Capacity Capacity (LPM) (BHP) | 650 2.5 | Each | 61286
Sewerage and Drainage | 21.104.14 | Supplying, erection, testing and commissioning of Submersible motor pumping set non clog for sewerage having head 10.00 m as per the indicated requirements of discharge in LPM and power capacity in BHP Make: KSB, CRI, Kirlosker, Crompton Greeve, Lubi) Discharge Power Capacity Capacity (LPM) (BHP) | 700 2.5 | Each | 61286
Sewerage and Drainage | 21.104.15 | Supplying, erection, testing and commissioning of Submersible motor pumping set non clog for sewerage having head 10.00 m as per the indicated requirements of discharge in LPM and power capacity in BHP Make: KSB, CRI, Kirlosker, Crompton Greeve, Lubi) Discharge Power Capacity Capacity (LPM) (BHP) | 750 3 | Each | 66480
Sewerage and Drainage | 21.104.16 | Supplying, erection, testing and commissioning of Submersible motor pumping set non clog for sewerage having head 10.00 m as per the indicated requirements of discharge in LPM and power capacity in BHP Make: KSB, CRI, Kirlosker, Crompton Greeve, Lubi) Discharge Power Capacity Capacity (LPM) (BHP) | 800 3 | Each | 66480
Sewerage and Drainage | 21.104.17 | Supplying, erection, testing and commissioning of Submersible motor pumping set non clog for sewerage having head 10.00 m as per the indicated requirements of discharge in LPM and power capacity in BHP Make: KSB, CRI, Kirlosker, Crompton Greeve, Lubi) Discharge Power Capacity Capacity (LPM) (BHP) | 900 3 | Each | 66480
Sewerage and Drainage | 21.104.18 | Supplying, erection, testing and commissioning of Submersible motor pumping set non clog for sewerage having head 10.00 m as per the indicated requirements of discharge in LPM and power capacity in BHP Make: KSB, CRI, Kirlosker, Crompton Greeve, Lubi) Discharge Power Capacity Capacity (LPM) (BHP) | 1000 5 | Each | 71674
Sewerage and Drainage | 21.104.19 | Supplying, erection, testing and commissioning of Submersible motor pumping set non clog for sewerage having head 10.00 m as per the indicated requirements of discharge in LPM and power capacity in BHP Make: KSB, CRI, Kirlosker, Crompton Greeve, Lubi) Discharge Power Capacity Capacity (LPM) (BHP) | 1100 5 | Each | 71674
Sewerage and Drainage | 21.104.20 | Supplying, erection, testing and commissioning of Submersible motor pumping set non clog for sewerage having head 10.00 m as per the indicated requirements of discharge in LPM and power capacity in BHP Make: KSB, CRI, Kirlosker, Crompton Greeve, Lubi) Discharge Power Capacity Capacity (LPM) (BHP) | 1200 5 | Each | 71674
Sewerage and Drainage | 21.104.21 | Supplying, erection, testing and commissioning of Submersible motor pumping set non clog for sewerage having head 10.00 m as per the indicated requirements of discharge in LPM and power capacity in BHP Make: KSB, CRI, Kirlosker, Crompton Greeve, Lubi) Discharge Power Capacity Capacity (LPM) (BHP) | 1250 5 | Each | 71674
Sewerage and Drainage | 21.104.22 | Supplying, erection, testing and commissioning of Submersible motor pumping set non clog for sewerage having head 10.00 m as per the indicated requirements of discharge in LPM and power capacity in BHP Make: KSB, CRI, Kirlosker, Crompton Greeve, Lubi) Discharge Power Capacity Capacity (LPM) (BHP) | 1300 5 | Each | 71674
Sewerage and Drainage | 21.104.23 | Supplying, erection, testing and commissioning of Submersible motor pumping set non clog for sewerage having head 10.00 m as per the indicated requirements of discharge in LPM and power capacity in BHP Make: KSB, CRI, Kirlosker, Crompton Greeve, Lubi) Discharge Power Capacity Capacity (LPM) (BHP) | 1400 5 | Each | 71674
Sewerage and Drainage | 21.104.24 | Supplying, erection, testing and commissioning of Submersible motor pumping set non clog for sewerage having head 10.00 m as per the indicated requirements of discharge in LPM and power capacity in BHP Make: KSB, CRI, Kirlosker, Crompton Greeve, Lubi) Discharge Power Capacity Capacity (LPM) (BHP) | 1500 7.5 | Each | 92449
Sewerage and Drainage | 21.104.25 | Supplying, erection, testing and commissioning of Submersible motor pumping set non clog for sewerage having head 10.00 m as per the indicated requirements of discharge in LPM and power capacity in BHP Make: KSB, CRI, Kirlosker, Crompton Greeve, Lubi) Discharge Power Capacity Capacity (LPM) (BHP) | 1600 7.5 | Each | 92449
Sewerage and Drainage | 21.104.26 | Supplying, erection, testing and commissioning of Submersible motor pumping set non clog for sewerage having head 10.00 m as per the indicated requirements of discharge in LPM and power capacity in BHP Make: KSB, CRI, Kirlosker, Crompton Greeve, Lubi) Discharge Power Capacity Capacity (LPM) (BHP) | 1700 7.5 | Each | 92449
Sewerage and Drainage | 21.104.27 | Supplying, erection, testing and commissioning of Submersible motor pumping set non clog for sewerage having head 10.00 m as per the indicated requirements of discharge in LPM and power capacity in BHP Make: KSB, CRI, Kirlosker, Crompton Greeve, Lubi) Discharge Power Capacity Capacity (LPM) (BHP) | 1800 7.5 | Each | 92449
Sewerage and Drainage | 21.104.28 | Supplying, erection, testing and commissioning of Submersible motor pumping set non clog for sewerage having head 10.00 m as per the indicated requirements of discharge in LPM and power capacity in BHP Make: KSB, CRI, Kirlosker, Crompton Greeve, Lubi) Discharge Power Capacity Capacity (LPM) (BHP) | 1900 7.5 | Each | 92449
Sewerage and Drainage | 21.104.29 | Supplying, erection, testing and commissioning of Submersible motor pumping set non clog for sewerage having head 10.00 m as per the indicated requirements of discharge in LPM and power capacity in BHP Make: KSB, CRI, Kirlosker, Crompton Greeve, Lubi) Discharge Power Capacity Capacity (LPM) (BHP) | 2000 7.5 | Each | 92449
Sewerage and Drainage | 21.104.30 | Supplying, erection, testing and commissioning of Submersible motor pumping set non clog for sewerage having head 10.00 m as per the indicated requirements of discharge in LPM and power capacity in BHP Make: KSB, CRI, Kirlosker, Crompton Greeve, Lubi) Discharge Power Capacity Capacity (LPM) (BHP) | 2100 7.5 | Each | 92449
Sewerage and Drainage | 21.104.31 | Supplying, erection, testing and commissioning of Submersible motor pumping set non clog for sewerage having head 10.00 m as per the indicated requirements of discharge in LPM and power capacity in BHP Make: KSB, CRI, Kirlosker, Crompton Greeve, Lubi) Discharge Power Capacity Capacity (LPM) (BHP) | 2200 10 | Each | 101798
Sewerage and Drainage | 21.104.32 | Supplying, erection, testing and commissioning of Submersible motor pumping set non clog for sewerage having head 10.00 m as per the indicated requirements of discharge in LPM and power capacity in BHP Make: KSB, CRI, Kirlosker, Crompton Greeve, Lubi) Discharge Power Capacity Capacity (LPM) (BHP) | 2300 10 | Each | 101798
Sewerage and Drainage | 21.104.33 | Supplying, erection, testing and commissioning of Submersible motor pumping set non clog for sewerage having head 10.00 m as per the indicated requirements of discharge in LPM and power capacity in BHP Make: KSB, CRI, Kirlosker, Crompton Greeve, Lubi) Discharge Power Capacity Capacity (LPM) (BHP) | 2400 10 | Each | 101798
Sewerage and Drainage | 21.104.34 | Supplying, erection, testing and commissioning of Submersible motor pumping set non clog for sewerage having head 10.00 m as per the indicated requirements of discharge in LPM and power capacity in BHP Make: KSB, CRI, Kirlosker, Crompton Greeve, Lubi) Discharge Power Capacity Capacity (LPM) (BHP) | 2500 10 | Each | 101798
Sewerage and Drainage | 21.104.35 | Supplying, erection, testing and commissioning of Submersible motor pumping set non clog for sewerage having head 10.00 m as per the indicated requirements of discharge in LPM and power capacity in BHP Make: KSB, CRI, Kirlosker, Crompton Greeve, Lubi) Discharge Power Capacity Capacity (LPM) (BHP) | 2600 10 | Each | 101798
Sewerage and Drainage | 21.104.36 | Supplying, erection, testing and commissioning of Submersible motor pumping set non clog for sewerage having head 10.00 m as per the indicated requirements of discharge in LPM and power capacity in BHP Make: KSB, CRI, Kirlosker, Crompton Greeve, Lubi) Discharge Power Capacity Capacity (LPM) (BHP) | 2700 10 | Each | 101798
Sewerage and Drainage | 21.104.37 | Supplying, erection, testing and commissioning of Submersible motor pumping set non clog for sewerage having head 10.00 m as per the indicated requirements of discharge in LPM and power capacity in BHP Make: KSB, CRI, Kirlosker, Crompton Greeve, Lubi) Discharge Power Capacity Capacity (LPM) (BHP) | 2800 10 | Each | 101798
Sewerage and Drainage | 21.104.38 | Supplying, erection, testing and commissioning of Submersible motor pumping set non clog for sewerage having head 10.00 m as per the indicated requirements of discharge in LPM and power capacity in BHP Make: KSB, CRI, Kirlosker, Crompton Greeve, Lubi) Discharge Power Capacity Capacity (LPM) (BHP) | 2900 10 | Each | 101798
Sewerage and Drainage | 21.104.39 | Supplying, erection, testing and commissioning of Submersible motor pumping set non clog for sewerage having head 10.00 m as per the indicated requirements of discharge in LPM and power capacity in BHP Make: KSB, CRI, Kirlosker, Crompton Greeve, Lubi) Discharge Power Capacity Capacity (LPM) (BHP) | 3000 12.5 | Each | 120495
Sewerage and Drainage | 21.104.40 | Supplying, erection, testing and commissioning of Submersible motor pumping set non clog for sewerage having head 10.00 m as per the indicated requirements of discharge in LPM and power capacity in BHP Make: KSB, CRI, Kirlosker, Crompton Greeve, Lubi) Discharge Power Capacity Capacity (LPM) (BHP) | 3100 12.5 | Each | 120495
Sewerage and Drainage | 21.104.41 | Supplying, erection, testing and commissioning of Submersible motor pumping set non clog for sewerage having head 10.00 m as per the indicated requirements of discharge in LPM and power capacity in BHP Make: KSB, CRI, Kirlosker, Crompton Greeve, Lubi) Discharge Power Capacity Capacity (LPM) (BHP) | 3200 12.5 | Each | 120495
Sewerage and Drainage | 21.104.42 | Supplying, erection, testing and commissioning of Submersible motor pumping set non clog for sewerage having head 10.00 m as per the indicated requirements of discharge in LPM and power capacity in BHP Make: KSB, CRI, Kirlosker, Crompton Greeve, Lubi) Discharge Power Capacity Capacity (LPM) (BHP) | 3300 12.5 | Each | 120495
Sewerage and Drainage | 21.104.43 | Supplying, erection, testing and commissioning of Submersible motor pumping set non clog for sewerage having head 10.00 m as per the indicated requirements of discharge in LPM and power capacity in BHP Make: KSB, CRI, Kirlosker, Crompton Greeve, Lubi) Discharge Power Capacity Capacity (LPM) (BHP) | 3400 12.5 | Each | 120495
Sewerage and Drainage | 21.104.44 | Supplying, erection, testing and commissioning of Submersible motor pumping set non clog for sewerage having head 10.00 m as per the indicated requirements of discharge in LPM and power capacity in BHP Make: KSB, CRI, Kirlosker, Crompton Greeve, Lubi) Discharge Power Capacity Capacity (LPM) (BHP) | 3500 15 | Each | 184898
Sewerage and Drainage | 21.104.45 | Supplying, erection, testing and commissioning of Submersible motor pumping set non clog for sewerage having head 10.00 m as per the indicated requirements of discharge in LPM and power capacity in BHP Make: KSB, CRI, Kirlosker, Crompton Greeve, Lubi) Discharge Power Capacity Capacity (LPM) (BHP) | 3600 15 | Each | 184898
Sewerage and Drainage | 21.104.46 | Supplying, erection, testing and commissioning of Submersible motor pumping set non clog for sewerage having head 10.00 m as per the indicated requirements of discharge in LPM and power capacity in BHP Make: KSB, CRI, Kirlosker, Crompton Greeve, Lubi) Discharge Power Capacity Capacity (LPM) (BHP) | 3700 15 | Each | 184898
Sewerage and Drainage | 21.104.47 | Supplying, erection, testing and commissioning of Submersible motor pumping set non clog for sewerage having head 10.00 m as per the indicated requirements of discharge in LPM and power capacity in BHP Make: KSB, CRI, Kirlosker, Crompton Greeve, Lubi) Discharge Power Capacity Capacity (LPM) (BHP) | 3800 15 | Each | 184898
Sewerage and Drainage | 21.104.48 | Supplying, erection, testing and commissioning of Submersible motor pumping set non clog for sewerage having head 10.00 m as per the indicated requirements of discharge in LPM and power capacity in BHP Make: KSB, CRI, Kirlosker, Crompton Greeve, Lubi) Discharge Power Capacity Capacity (LPM) (BHP) | 3900 15 | Each | 184898
Sewerage and Drainage | 21.104.49 | Supplying, erection, testing and commissioning of Submersible motor pumping set non clog for sewerage having head 10.00 m as per the indicated requirements of discharge in LPM and power capacity in BHP Make: KSB, CRI, Kirlosker, Crompton Greeve, Lubi) Discharge Power Capacity Capacity (LPM) (BHP) | 4000 15 | Each | 184898
Sewerage and Drainage | 21.104.50 | Supplying, erection, testing and commissioning of Submersible motor pumping set non clog for sewerage having head 10.00 m as per the indicated requirements of discharge in LPM and power capacity in BHP Make: KSB, CRI, Kirlosker, Crompton Greeve, Lubi) Discharge Power Capacity Capacity (LPM) (BHP) | 4100 15 | Each | 184898
Sewerage and Drainage | 21.104.51 | Supplying, erection, testing and commissioning of Submersible motor pumping set non clog for sewerage having head 10.00 m as per the indicated requirements of discharge in LPM and power capacity in BHP Make: KSB, CRI, Kirlosker, Crompton Greeve, Lubi) Discharge Power Capacity Capacity (LPM) (BHP) | 4200 17.5 | Each | 213983
Sewerage and Drainage | 21.104.52 | Supplying, erection, testing and commissioning of Submersible motor pumping set non clog for sewerage having head 10.00 m as per the indicated requirements of discharge in LPM and power capacity in BHP Make: KSB, CRI, Kirlosker, Crompton Greeve, Lubi) Discharge Power Capacity Capacity (LPM) (BHP) | 4300 17.5 | Each | 213983
Sewerage and Drainage | 21.104.53 | Supplying, erection, testing and commissioning of Submersible motor pumping set non clog for sewerage having head 10.00 m as per the indicated requirements of discharge in LPM and power capacity in BHP Make: KSB, CRI, Kirlosker, Crompton Greeve, Lubi) Discharge Power Capacity Capacity (LPM) (BHP) | 4400 17.5 | Each | 213983
Sewerage and Drainage | 21.104.54 | Supplying, erection, testing and commissioning of Submersible motor pumping set non clog for sewerage having head 10.00 m as per the indicated requirements of discharge in LPM and power capacity in BHP Make: KSB, CRI, Kirlosker, Crompton Greeve, Lubi) Discharge Power Capacity Capacity (LPM) (BHP) | 4500 17.5 | Each | 213983
Sewerage and Drainage | 21.104.55 | Supplying, erection, testing and commissioning of Submersible motor pumping set non clog for sewerage having head 10.00 m as per the indicated requirements of discharge in LPM and power capacity in BHP Make: KSB, CRI, Kirlosker, Crompton Greeve, Lubi) Discharge Power Capacity Capacity (LPM) (BHP) | 4600 17.5 | Each | 213983
Sewerage and Drainage | 21.104.56 | Supplying, erection, testing and commissioning of Submersible motor pumping set non clog for sewerage having head 10.00 m as per the indicated requirements of discharge in LPM and power capacity in BHP Make: KSB, CRI, Kirlosker, Crompton Greeve, Lubi) Discharge Power Capacity Capacity (LPM) (BHP) | 4700 17.5 | Each | 213983
Sewerage and Drainage | 21.104.57 | Supplying, erection, testing and commissioning of Submersible motor pumping set non clog for sewerage having head 10.00 m as per the indicated requirements of discharge in LPM and power capacity in BHP Make: KSB, CRI, Kirlosker, Crompton Greeve, Lubi) Discharge Power Capacity Capacity (LPM) (BHP) | 4800 17.5 | Each | 213983
Sewerage and Drainage | 21.104.58 | Supplying, erection, testing and commissioning of Submersible motor pumping set non clog for sewerage having head 10.00 m as per the indicated requirements of discharge in LPM and power capacity in BHP Make: KSB, CRI, Kirlosker, Crompton Greeve, Lubi) Discharge Power Capacity Capacity (LPM) (BHP) | 4900 20 | Each | 275269
Sewerage and Drainage | 21.104.59 | Supplying, erection, testing and commissioning of Submersible motor pumping set non clog for sewerage having head 10.00 m as per the indicated requirements of discharge in LPM and power capacity in BHP Make: KSB, CRI, Kirlosker, Crompton Greeve, Lubi) Discharge Power Capacity Capacity (LPM) (BHP) | 5000 20 | Each | 275269
Sewerage and Drainage | 21.104.60 | Supplying, erection, testing and commissioning of Submersible motor pumping set non clog for sewerage having head 10.00 m as per the indicated requirements of discharge in LPM and power capacity in BHP Make: KSB, CRI, Kirlosker, Crompton Greeve, Lubi) Discharge Power Capacity Capacity (LPM) (BHP) | 5100 20 | Each | 275269
Sewerage and Drainage | 21.104.61 | Supplying, erection, testing and commissioning of Submersible motor pumping set non clog for sewerage having head 10.00 m as per the indicated requirements of discharge in LPM and power capacity in BHP Make: KSB, CRI, Kirlosker, Crompton Greeve, Lubi) Discharge Power Capacity Capacity (LPM) (BHP) | 5200 20 | Each | 275269
Sewerage and Drainage | 21.104.62 | Supplying, erection, testing and commissioning of Submersible motor pumping set non clog for sewerage having head 10.00 m as per the indicated requirements of discharge in LPM and power capacity in BHP Make: KSB, CRI, Kirlosker, Crompton Greeve, Lubi) Discharge Power Capacity Capacity (LPM) (BHP) | 5300 20 | Each | 275269
Sewerage and Drainage | 21.104.63 | Supplying, erection, testing and commissioning of Submersible motor pumping set non clog for sewerage having head 10.00 m as per the indicated requirements of discharge in LPM and power capacity in BHP Make: KSB, CRI, Kirlosker, Crompton Greeve, Lubi) Discharge Power Capacity Capacity (LPM) (BHP) | 5400 20 | Each | 275269
Sewerage and Drainage | 21.104.64 | Supplying, erection, testing and commissioning of Submersible motor pumping set non clog for sewerage having head 10.00 m as per the indicated requirements of discharge in LPM and power capacity in BHP Make: KSB, CRI, Kirlosker, Crompton Greeve, Lubi) Discharge Power Capacity Capacity (LPM) (BHP) | 5500 20 | Each | 275269
Sewerage and Drainage | 21.104.65 | Supplying, erection, testing and commissioning of Submersible motor pumping set non clog for sewerage having head 10.00 m as per the indicated requirements of discharge in LPM and power capacity in BHP Make: KSB, CRI, Kirlosker, Crompton Greeve, Lubi) Discharge Power Capacity Capacity (LPM) (BHP) | 5600 20 | Each | 275269
Sewerage and Drainage | 21.104.66 | Supplying, erection, testing and commissioning of Submersible motor pumping set non clog for sewerage having head 10.00 m as per the indicated requirements of discharge in LPM and power capacity in BHP Make: KSB, CRI, Kirlosker, Crompton Greeve, Lubi) Discharge Power Capacity Capacity (LPM) (BHP) | 5700 22.5 | Each | 278385
Sewerage and Drainage | 21.104.67 | Supplying, erection, testing and commissioning of Submersible motor pumping set non clog for sewerage having head 10.00 m as per the indicated requirements of discharge in LPM and power capacity in BHP Make: KSB, CRI, Kirlosker, Crompton Greeve, Lubi) Discharge Power Capacity Capacity (LPM) (BHP) | 5800 22.5 | Each | 278385
Sewerage and Drainage | 21.104.68 | Supplying, erection, testing and commissioning of Submersible motor pumping set non clog for sewerage having head 10.00 m as per the indicated requirements of discharge in LPM and power capacity in BHP Make: KSB, CRI, Kirlosker, Crompton Greeve, Lubi) Discharge Power Capacity Capacity (LPM) (BHP) | 5900 22.5 | Each | 278385
Sewerage and Drainage | 21.104.69 | Supplying, erection, testing and commissioning of Submersible motor pumping set non clog for sewerage having head 10.00 m as per the indicated requirements of discharge in LPM and power capacity in BHP Make: KSB, CRI, Kirlosker, Crompton Greeve, Lubi) Discharge Power Capacity Capacity (LPM) (BHP) | 6000 22.5 | Each | 278385
Sewerage and Drainage | 21.104.70 | Supplying, erection, testing and commissioning of Submersible motor pumping set non clog for sewerage having head 10.00 m as per the indicated requirements of discharge in LPM and power capacity in BHP Make: KSB, CRI, Kirlosker, Crompton Greeve, Lubi) Discharge Power Capacity Capacity (LPM) (BHP) | 6100 22.5 | Each | 278385
Sewerage and Drainage | 21.104.71 | Supplying, erection, testing and commissioning of Submersible motor pumping set non clog for sewerage having head 10.00 m as per the indicated requirements of discharge in LPM and power capacity in BHP Make: KSB, CRI, Kirlosker, Crompton Greeve, Lubi) Discharge Power Capacity Capacity (LPM) (BHP) | 6200 25 | Each | 296044
Sewerage and Drainage | 21.104.72 | Supplying, erection, testing and commissioning of Submersible motor pumping set non clog for sewerage having head 10.00 m as per the indicated requirements of discharge in LPM and power capacity in BHP Make: KSB, CRI, Kirlosker, Crompton Greeve, Lubi) Discharge Power Capacity Capacity (LPM) (BHP) | 6300 25 | Each | 296044
Sewerage and Drainage | 21.104.73 | Supplying, erection, testing and commissioning of Submersible motor pumping set non clog for sewerage having head 10.00 m as per the indicated requirements of discharge in LPM and power capacity in BHP Make: KSB, CRI, Kirlosker, Crompton Greeve, Lubi) Discharge Power Capacity Capacity (LPM) (BHP) | 6400 25 | Each | 296044
Sewerage and Drainage | 21.104.74 | Supplying, erection, testing and commissioning of Submersible motor pumping set non clog for sewerage having head 10.00 m as per the indicated requirements of discharge in LPM and power capacity in BHP Make: KSB, CRI, Kirlosker, Crompton Greeve, Lubi) Discharge Power Capacity Capacity (LPM) (BHP) | 6500 25 | Each | 296044
Sewerage and Drainage | 21.104.75 | Supplying, erection, testing and commissioning of Submersible motor pumping set non clog for sewerage having head 10.00 m as per the indicated requirements of discharge in LPM and power capacity in BHP Make: KSB, CRI, Kirlosker, Crompton Greeve, Lubi) Discharge Power Capacity Capacity (LPM) (BHP) | 6600 25 | Each | 296044
Sewerage and Drainage | 21.104.76 | Supplying, erection, testing and commissioning of Submersible motor pumping set non clog for sewerage having head 10.00 m as per the indicated requirements of discharge in LPM and power capacity in BHP Make: KSB, CRI, Kirlosker, Crompton Greeve, Lubi) Discharge Power Capacity Capacity (LPM) (BHP) | 6700 25 | Each | 296044
Sewerage and Drainage | 21.104.77 | Supplying, erection, testing and commissioning of Submersible motor pumping set non clog for sewerage having head 10.00 m as per the indicated requirements of discharge in LPM and power capacity in BHP Make: KSB, CRI, Kirlosker, Crompton Greeve, Lubi) Discharge Power Capacity Capacity (LPM) (BHP) | 6800 25 | Each | 296044
Sewerage and Drainage | 21.104.78 | Supplying, erection, testing and commissioning of Submersible motor pumping set non clog for sewerage having head 10.00 m as per the indicated requirements of discharge in LPM and power capacity in BHP Make: KSB, CRI, Kirlosker, Crompton Greeve, Lubi) Discharge Power Capacity Capacity (LPM) (BHP) | 6900 25 | Each | 296044
Sewerage and Drainage | 21.104.79 | Supplying, erection, testing and commissioning of Submersible motor pumping set non clog for sewerage having head 10.00 m as per the indicated requirements of discharge in LPM and power capacity in BHP Make: KSB, CRI, Kirlosker, Crompton Greeve, Lubi) Discharge Power Capacity Capacity (LPM) (BHP) | 7000 27.5 | Each | 312664
Sewerage and Drainage | 21.104.80 | Supplying, erection, testing and commissioning of Submersible motor pumping set non clog for sewerage having head 10.00 m as per the indicated requirements of discharge in LPM and power capacity in BHP Make: KSB, CRI, Kirlosker, Crompton Greeve, Lubi) Discharge Power Capacity Capacity (LPM) (BHP) | 7100 27.5 | Each | 312664
Sewerage and Drainage | 21.104.81 | Supplying, erection, testing and commissioning of Submersible motor pumping set non clog for sewerage having head 10.00 m as per the indicated requirements of discharge in LPM and power capacity in BHP Make: KSB, CRI, Kirlosker, Crompton Greeve, Lubi) Discharge Power Capacity Capacity (LPM) (BHP) | 7200 27.5 | Each | 312664
Sewerage and Drainage | 21.104.82 | Supplying, erection, testing and commissioning of Submersible motor pumping set non clog for sewerage having head 10.00 m as per the indicated requirements of discharge in LPM and power capacity in BHP Make: KSB, CRI, Kirlosker, Crompton Greeve, Lubi) Discharge Power Capacity Capacity (LPM) (BHP) | 7300 27.5 | Each | 312664
Sewerage and Drainage | 21.104.83 | Supplying, erection, testing and commissioning of Submersible motor pumping set non clog for sewerage having head 10.00 m as per the indicated requirements of discharge in LPM and power capacity in BHP Make: KSB, CRI, Kirlosker, Crompton Greeve, Lubi) Discharge Power Capacity Capacity (LPM) (BHP) | 7400 27.5 | Each | 312664
Sewerage and Drainage | 21.104.84 | Supplying, erection, testing and commissioning of Submersible motor pumping set non clog for sewerage having head 10.00 m as per the indicated requirements of discharge in LPM and power capacity in BHP Make: KSB, CRI, Kirlosker, Crompton Greeve, Lubi) Discharge Power Capacity Capacity (LPM) (BHP) | 7500 27.5 | Each | 312664
Sewerage and Drainage | 21.104.85 | Supplying, erection, testing and commissioning of Submersible motor pumping set non clog for sewerage having head 10.00 m as per the indicated requirements of discharge in LPM and power capacity in BHP Make: KSB, CRI, Kirlosker, Crompton Greeve, Lubi) Discharge Power Capacity Capacity (LPM) (BHP) | 7600 30 | Each | 327207
Sewerage and Drainage | 21.104.86 | Supplying, erection, testing and commissioning of Submersible motor pumping set non clog for sewerage having head 10.00 m as per the indicated requirements of discharge in LPM and power capacity in BHP Make: KSB, CRI, Kirlosker, Crompton Greeve, Lubi) Discharge Power Capacity Capacity (LPM) (BHP) | 7700 30 | Each | 327207
Sewerage and Drainage | 21.104.87 | Supplying, erection, testing and commissioning of Submersible motor pumping set non clog for sewerage having head 10.00 m as per the indicated requirements of discharge in LPM and power capacity in BHP Make: KSB, CRI, Kirlosker, Crompton Greeve, Lubi) Discharge Power Capacity Capacity (LPM) (BHP) | 7800 30 | Each | 327207
Sewerage and Drainage | 21.104.88 | Supplying, erection, testing and commissioning of Submersible motor pumping set non clog for sewerage having head 10.00 m as per the indicated requirements of discharge in LPM and power capacity in BHP Make: KSB, CRI, Kirlosker, Crompton Greeve, Lubi) Discharge Power Capacity Capacity (LPM) (BHP) | 7900 30 | Each | 327207
Sewerage and Drainage | 21.104.89 | Supplying, erection, testing and commissioning of Submersible motor pumping set non clog for sewerage having head 10.00 m as per the indicated requirements of discharge in LPM and power capacity in BHP Make: KSB, CRI, Kirlosker, Crompton Greeve, Lubi) Discharge Power Capacity Capacity (LPM) (BHP) | 8000 30 | Each | 327207
Sewerage and Drainage | 21.104.90 | Supplying, erection, testing and commissioning of Submersible motor pumping set non clog for sewerage having head 10.00 m as per the indicated requirements of discharge in LPM and power capacity in BHP Make: KSB, CRI, Kirlosker, Crompton Greeve, Lubi) Discharge Power Capacity Capacity (LPM) (BHP) | 8100 30 | Each | 327207
Sewerage and Drainage | 21.104.91 | Supplying, erection, testing and commissioning of Submersible motor pumping set non clog for sewerage having head 10.00 m as per the indicated requirements of discharge in LPM and power capacity in BHP Make: KSB, CRI, Kirlosker, Crompton Greeve, Lubi) Discharge Power Capacity Capacity (LPM) (BHP) | 8200 30 | Each | 327207
Sewerage and Drainage | 21.104.92 | Supplying, erection, testing and commissioning of Submersible motor pumping set non clog for sewerage having head 10.00 m as per the indicated requirements of discharge in LPM and power capacity in BHP Make: KSB, CRI, Kirlosker, Crompton Greeve, Lubi) Discharge Power Capacity Capacity (LPM) (BHP) | 8300 30 | Each | 327207
Sewerage and Drainage | 21.104.93 | Supplying, erection, testing and commissioning of Submersible motor pumping set non clog for sewerage having head 10.00 m as per the indicated requirements of discharge in LPM and power capacity in BHP Make: KSB, CRI, Kirlosker, Crompton Greeve, Lubi) Discharge Power Capacity Capacity (LPM) (BHP) | 8400 35 | Each | 377067
Sewerage and Drainage | 21.104.94 | Supplying, erection, testing and commissioning of Submersible motor pumping set non clog for sewerage having head 10.00 m as per the indicated requirements of discharge in LPM and power capacity in BHP Make: KSB, CRI, Kirlosker, Crompton Greeve, Lubi) Discharge Power Capacity Capacity (LPM) (BHP) | 8500 35 | Each | 377067
Sewerage and Drainage | 21.104.95 | Supplying, erection, testing and commissioning of Submersible motor pumping set non clog for sewerage having head 10.00 m as per the indicated requirements of discharge in LPM and power capacity in BHP Make: KSB, CRI, Kirlosker, Crompton Greeve, Lubi) Discharge Power Capacity Capacity (LPM) (BHP) | 8600 35 | Each | 377067
Sewerage and Drainage | 21.104.96 | Supplying, erection, testing and commissioning of Submersible motor pumping set non clog for sewerage having head 10.00 m as per the indicated requirements of discharge in LPM and power capacity in BHP Make: KSB, CRI, Kirlosker, Crompton Greeve, Lubi) Discharge Power Capacity Capacity (LPM) (BHP) | 8700 35 | Each | 377067
Sewerage and Drainage | 21.104.97 | Supplying, erection, testing and commissioning of Submersible motor pumping set non clog for sewerage having head 10.00 m as per the indicated requirements of discharge in LPM and power capacity in BHP Make: KSB, CRI, Kirlosker, Crompton Greeve, Lubi) Discharge Power Capacity Capacity (LPM) (BHP) | 8800 35 | Each | 377067
Sewerage and Drainage | 21.104.98 | Supplying, erection, testing and commissioning of Submersible motor pumping set non clog for sewerage having head 10.00 m as per the indicated requirements of discharge in LPM and power capacity in BHP Make: KSB, CRI, Kirlosker, Crompton Greeve, Lubi) Discharge Power Capacity Capacity (LPM) (BHP) | 8900 35 | Each | 377067
Sewerage and Drainage | 21.104.99 | Supplying, erection, testing and commissioning of Submersible motor pumping set non clog for sewerage having head 10.00 m as per the indicated requirements of discharge in LPM and power capacity in BHP Make: KSB, CRI, Kirlosker, Crompton Greeve, Lubi) Discharge Power Capacity Capacity (LPM) (BHP) | 9000 35 | Each | 377067
Sewerage and Drainage | 21.104.100 | Supplying, erection, testing and commissioning of Submersible motor pumping set non clog for sewerage having head 10.00 m as per the indicated requirements of discharge in LPM and power capacity in BHP Make: KSB, CRI, Kirlosker, Crompton Greeve, Lubi) Discharge Power Capacity Capacity (LPM) (BHP) | 9100 35 | Each | 377067
Sewerage and Drainage | 21.104.101 | Supplying, erection, testing and commissioning of Submersible motor pumping set non clog for sewerage having head 10.00 m as per the indicated requirements of discharge in LPM and power capacity in BHP Make: KSB, CRI, Kirlosker, Crompton Greeve, Lubi) Discharge Power Capacity Capacity (LPM) (BHP) | 9200 35 | Each | 377067
Sewerage and Drainage | 21.104.102 | Supplying, erection, testing and commissioning of Submersible motor pumping set non clog for sewerage having head 10.00 m as per the indicated requirements of discharge in LPM and power capacity in BHP Make: KSB, CRI, Kirlosker, Crompton Greeve, Lubi) Discharge Power Capacity Capacity (LPM) (BHP) | 9300 35 | Each | 377067
Sewerage and Drainage | 21.104.103 | Supplying, erection, testing and commissioning of Submersible motor pumping set non clog for sewerage having head 10.00 m as per the indicated requirements of discharge in LPM and power capacity in BHP Make: KSB, CRI, Kirlosker, Crompton Greeve, Lubi) Discharge Power Capacity Capacity (LPM) (BHP) | 9400 35 | Each | 377067
Sewerage and Drainage | 21.104.104 | Supplying, erection, testing and commissioning of Submersible motor pumping set non clog for sewerage having head 10.00 m as per the indicated requirements of discharge in LPM and power capacity in BHP Make: KSB, CRI, Kirlosker, Crompton Greeve, Lubi) Discharge Power Capacity Capacity (LPM) (BHP) | 9500 35 | Each | 377067
Sewerage and Drainage | 21.104.105 | Supplying, erection, testing and commissioning of Submersible motor pumping set non clog for sewerage having head 10.00 m as per the indicated requirements of discharge in LPM and power capacity in BHP Make: KSB, CRI, Kirlosker, Crompton Greeve, Lubi) Discharge Power Capacity Capacity (LPM) (BHP) | 9600 35 | Each | 377067
Sewerage and Drainage | 21.104.106 | Supplying, erection, testing and commissioning of Submersible motor pumping set non clog for sewerage having head 10.00 m as per the indicated requirements of discharge in LPM and power capacity in BHP Make: KSB, CRI, Kirlosker, Crompton Greeve, Lubi) Discharge Power Capacity Capacity (LPM) (BHP) | 9700 35 | Each | 377067
Sewerage and Drainage | 21.104.107 | Supplying, erection, testing and commissioning of Submersible motor pumping set non clog for sewerage having head 10.00 m as per the indicated requirements of discharge in LPM and power capacity in BHP Make: KSB, CRI, Kirlosker, Crompton Greeve, Lubi) Discharge Power Capacity Capacity (LPM) (BHP) | 9800 40 | Each | 410307
Sewerage and Drainage | 21.104.108 | Supplying, erection, testing and commissioning of Submersible motor pumping set non clog for sewerage having head 10.00 m as per the indicated requirements of discharge in LPM and power capacity in BHP Make: KSB, CRI, Kirlosker, Crompton Greeve, Lubi) Discharge Power Capacity Capacity (LPM) (BHP) | 9900 40 | Each | 410307
Sewerage and Drainage | 21.104.109 | Supplying, erection, testing and commissioning of Submersible motor pumping set non clog for sewerage having head 10.00 m as per the indicated requirements of discharge in LPM and power capacity in BHP Make: KSB, CRI, Kirlosker, Crompton Greeve, Lubi) Discharge Power Capacity Capacity (LPM) (BHP) | 10000 40 | Each | 410307
Sewerage and Drainage | 21.104.110 | Supplying, erection, testing and commissioning of Submersible motor pumping set non clog for sewerage having head 10.00 m as per the indicated requirements of discharge in LPM and power capacity in BHP Make: KSB, CRI, Kirlosker, Crompton Greeve, Lubi) Discharge Power Capacity Capacity (LPM) (BHP) | 10500 40 | Each | 410307
Sewerage and Drainage | 21.104.111 | Supplying, erection, testing and commissioning of Submersible motor pumping set non clog for sewerage having head 10.00 m as per the indicated requirements of discharge in LPM and power capacity in BHP Make: KSB, CRI, Kirlosker, Crompton Greeve, Lubi) Discharge Power Capacity Capacity (LPM) (BHP) | 11000 40 | Each | 410307
Sewerage and Drainage | 21.105.7 | Supplying, erection, testing and commissioning of Submersible motor pumping set non clog for sewerage having head 12.00 m as per the indicated requirements of discharge in LPM and power capacity in BHP Make: KSB, CRI, Kirtosker, Crompton Greeve, Lubi) Discharge Power Capacity Capacity (LPM) (BHP) | 300 2 | Each | 61286
Sewerage and Drainage | 21.105.8 | Supplying, erection, testing and commissioning of Submersible motor pumping set non clog for sewerage having head 12.00 m as per the indicated requirements of discharge in LPM and power capacity in BHP Make: KSB, CRI, Kirtosker, Crompton Greeve, Lubi) Discharge Power Capacity Capacity (LPM) (BHP) | 400 2 | Each | 61286
Sewerage and Drainage | 21.105.9 | Supplying, erection, testing and commissioning of Submersible motor pumping set non clog for sewerage having head 12.00 m as per the indicated requirements of discharge in LPM and power capacity in BHP Make: KSB, CRI, Kirtosker, Crompton Greeve, Lubi) Discharge Power Capacity Capacity (LPM) (BHP) | 450 2 | Each | 61286
Sewerage and Drainage | 21.105.10 | Supplying, erection, testing and commissioning of Submersible motor pumping set non clog for sewerage having head 12.00 m as per the indicated requirements of discharge in LPM and power capacity in BHP Make: KSB, CRI, Kirtosker, Crompton Greeve, Lubi) Discharge Power Capacity Capacity (LPM) (BHP) | 500 2 | Each | 61286
Sewerage and Drainage | 21.105.11 | Supplying, erection, testing and commissioning of Submersible motor pumping set non clog for sewerage having head 12.00 m as per the indicated requirements of discharge in LPM and power capacity in BHP Make: KSB, CRI, Kirtosker, Crompton Greeve, Lubi) Discharge Power Capacity Capacity (LPM) (BHP) | 600 2.5 | Each | 61286
Sewerage and Drainage | 21.105.12 | Supplying, erection, testing and commissioning of Submersible motor pumping set non clog for sewerage having head 12.00 m as per the indicated requirements of discharge in LPM and power capacity in BHP Make: KSB, CRI, Kirtosker, Crompton Greeve, Lubi) Discharge Power Capacity Capacity (LPM) (BHP) | 620 2.5 | Each | 61286
Sewerage and Drainage | 21.105.13 | Supplying, erection, testing and commissioning of Submersible motor pumping set non clog for sewerage having head 12.00 m as per the indicated requirements of discharge in LPM and power capacity in BHP Make: KSB, CRI, Kirtosker, Crompton Greeve, Lubi) Discharge Power Capacity Capacity (LPM) (BHP) | 650 2.5 | Each | 61286
Sewerage and Drainage | 21.105.14 | Supplying, erection, testing and commissioning of Submersible motor pumping set non clog for sewerage having head 12.00 m as per the indicated requirements of discharge in LPM and power capacity in BHP Make: KSB, CRI, Kirtosker, Crompton Greeve, Lubi) Discharge Power Capacity Capacity (LPM) (BHP) | 700 5 | Each | 71674
Sewerage and Drainage | 21.105.15 | Supplying, erection, testing and commissioning of Submersible motor pumping set non clog for sewerage having head 12.00 m as per the indicated requirements of discharge in LPM and power capacity in BHP Make: KSB, CRI, Kirtosker, Crompton Greeve, Lubi) Discharge Power Capacity Capacity (LPM) (BHP) | 750 5 | Each | 71674
Sewerage and Drainage | 21.105.16 | Supplying, erection, testing and commissioning of Submersible motor pumping set non clog for sewerage having head 12.00 m as per the indicated requirements of discharge in LPM and power capacity in BHP Make: KSB, CRI, Kirtosker, Crompton Greeve, Lubi) Discharge Power Capacity Capacity (LPM) (BHP) | 800 5 | Each | 71674
Sewerage and Drainage | 21.105.17 | Supplying, erection, testing and commissioning of Submersible motor pumping set non clog for sewerage having head 12.00 m as per the indicated requirements of discharge in LPM and power capacity in BHP Make: KSB, CRI, Kirtosker, Crompton Greeve, Lubi) Discharge Power Capacity Capacity (LPM) (BHP) | 900 5 | Each | 71674
Sewerage and Drainage | 21.105.18 | Supplying, erection, testing and commissioning of Submersible motor pumping set non clog for sewerage having head 12.00 m as per the indicated requirements of discharge in LPM and power capacity in BHP Make: KSB, CRI, Kirtosker, Crompton Greeve, Lubi) Discharge Power Capacity Capacity (LPM) (BHP) | 1000 5 | Each | 71674
Sewerage and Drainage | 21.105.19 | Supplying, erection, testing and commissioning of Submersible motor pumping set non clog for sewerage having head 12.00 m as per the indicated requirements of discharge in LPM and power capacity in BHP Make: KSB, CRI, Kirtosker, Crompton Greeve, Lubi) Discharge Power Capacity Capacity (LPM) (BHP) | 1100 5 | Each | 71674
Sewerage and Drainage | 21.105.20 | Supplying, erection, testing and commissioning of Submersible motor pumping set non clog for sewerage having head 12.00 m as per the indicated requirements of discharge in LPM and power capacity in BHP Make: KSB, CRI, Kirtosker, Crompton Greeve, Lubi) Discharge Power Capacity Capacity (LPM) (BHP) | 1200 5 | Each | 71674
Sewerage and Drainage | 21.105.21 | Supplying, erection, testing and commissioning of Submersible motor pumping set non clog for sewerage having head 12.00 m as per the indicated requirements of discharge in LPM and power capacity in BHP Make: KSB, CRI, Kirtosker, Crompton Greeve, Lubi) Discharge Power Capacity Capacity (LPM) (BHP) | 1250 7.5 | Each | 92449
Sewerage and Drainage | 21.105.22 | Supplying, erection, testing and commissioning of Submersible motor pumping set non clog for sewerage having head 12.00 m as per the indicated requirements of discharge in LPM and power capacity in BHP Make: KSB, CRI, Kirtosker, Crompton Greeve, Lubi) Discharge Power Capacity Capacity (LPM) (BHP) | 1300 7.5 | Each | 92449
Sewerage and Drainage | 21.105.23 | Supplying, erection, testing and commissioning of Submersible motor pumping set non clog for sewerage having head 12.00 m as per the indicated requirements of discharge in LPM and power capacity in BHP Make: KSB, CRI, Kirtosker, Crompton Greeve, Lubi) Discharge Power Capacity Capacity (LPM) (BHP) | 1400 7.5 | Each | 92449
Sewerage and Drainage | 21.105.24 | Supplying, erection, testing and commissioning of Submersible motor pumping set non clog for sewerage having head 12.00 m as per the indicated requirements of discharge in LPM and power capacity in BHP Make: KSB, CRI, Kirtosker, Crompton Greeve, Lubi) Discharge Power Capacity Capacity (LPM) (BHP) | 1500 7.5 | Each | 92449
Sewerage and Drainage | 21.105.25 | Supplying, erection, testing and commissioning of Submersible motor pumping set non clog for sewerage having head 12.00 m as per the indicated requirements of discharge in LPM and power capacity in BHP Make: KSB, CRI, Kirtosker, Crompton Greeve, Lubi) Discharge Power Capacity Capacity (LPM) (BHP) | 1600 7.5 | Each | 92449
Sewerage and Drainage | 21.105.26 | Supplying, erection, testing and commissioning of Submersible motor pumping set non clog for sewerage having head 12.00 m as per the indicated requirements of discharge in LPM and power capacity in BHP Make: KSB, CRI, Kirtosker, Crompton Greeve, Lubi) Discharge Power Capacity Capacity (LPM) (BHP) | 1700 7.5 | Each | 92449
Sewerage and Drainage | 21.105.27 | Supplying, erection, testing and commissioning of Submersible motor pumping set non clog for sewerage having head 12.00 m as per the indicated requirements of discharge in LPM and power capacity in BHP Make: KSB, CRI, Kirtosker, Crompton Greeve, Lubi) Discharge Power Capacity Capacity (LPM) (BHP) | 1800 10 | Each | 101798
Sewerage and Drainage | 21.105.28 | Supplying, erection, testing and commissioning of Submersible motor pumping set non clog for sewerage having head 12.00 m as per the indicated requirements of discharge in LPM and power capacity in BHP Make: KSB, CRI, Kirtosker, Crompton Greeve, Lubi) Discharge Power Capacity Capacity (LPM) (BHP) | 1900 10 | Each | 101798
Sewerage and Drainage | 21.105.29 | Supplying, erection, testing and commissioning of Submersible motor pumping set non clog for sewerage having head 12.00 m as per the indicated requirements of discharge in LPM and power capacity in BHP Make: KSB, CRI, Kirtosker, Crompton Greeve, Lubi) Discharge Power Capacity Capacity (LPM) (BHP) | 2000 10 | Each | 101798
Sewerage and Drainage | 21.105.30 | Supplying, erection, testing and commissioning of Submersible motor pumping set non clog for sewerage having head 12.00 m as per the indicated requirements of discharge in LPM and power capacity in BHP Make: KSB, CRI, Kirtosker, Crompton Greeve, Lubi) Discharge Power Capacity Capacity (LPM) (BHP) | 2100 10 | Each | 101798
Sewerage and Drainage | 21.105.31 | Supplying, erection, testing and commissioning of Submersible motor pumping set non clog for sewerage having head 12.00 m as per the indicated requirements of discharge in LPM and power capacity in BHP Make: KSB, CRI, Kirtosker, Crompton Greeve, Lubi) Discharge Power Capacity Capacity (LPM) (BHP) | 2200 10 | Each | 101798
Sewerage and Drainage | 21.105.32 | Supplying, erection, testing and commissioning of Submersible motor pumping set non clog for sewerage having head 12.00 m as per the indicated requirements of discharge in LPM and power capacity in BHP Make: KSB, CRI, Kirtosker, Crompton Greeve, Lubi) Discharge Power Capacity Capacity (LPM) (BHP) | 2300 10 | Each | 101798
Sewerage and Drainage | 21.105.33 | Supplying, erection, testing and commissioning of Submersible motor pumping set non clog for sewerage having head 12.00 m as per the indicated requirements of discharge in LPM and power capacity in BHP Make: KSB, CRI, Kirtosker, Crompton Greeve, Lubi) Discharge Power Capacity Capacity (LPM) (BHP) | 2400 10 | Each | 101798
Sewerage and Drainage | 21.105.34 | Supplying, erection, testing and commissioning of Submersible motor pumping set non clog for sewerage having head 12.00 m as per the indicated requirements of discharge in LPM and power capacity in BHP Make: KSB, CRI, Kirtosker, Crompton Greeve, Lubi) Discharge Power Capacity Capacity (LPM) (BHP) | 2500 12.5 | Each | 120495
Sewerage and Drainage | 21.105.35 | Supplying, erection, testing and commissioning of Submersible motor pumping set non clog for sewerage having head 12.00 m as per the indicated requirements of discharge in LPM and power capacity in BHP Make: KSB, CRI, Kirtosker, Crompton Greeve, Lubi) Discharge Power Capacity Capacity (LPM) (BHP) | 2600 12.5 | Each | 120495
Sewerage and Drainage | 21.105.36 | Supplying, erection, testing and commissioning of Submersible motor pumping set non clog for sewerage having head 12.00 m as per the indicated requirements of discharge in LPM and power capacity in BHP Make: KSB, CRI, Kirtosker, Crompton Greeve, Lubi) Discharge Power Capacity Capacity (LPM) (BHP) | 2700 12.5 | Each | 120495
Sewerage and Drainage | 21.105.37 | Supplying, erection, testing and commissioning of Submersible motor pumping set non clog for sewerage having head 12.00 m as per the indicated requirements of discharge in LPM and power capacity in BHP Make: KSB, CRI, Kirtosker, Crompton Greeve, Lubi) Discharge Power Capacity Capacity (LPM) (BHP) | 2800 12.5 | Each | 120495
Sewerage and Drainage | 21.105.38 | Supplying, erection, testing and commissioning of Submersible motor pumping set non clog for sewerage having head 12.00 m as per the indicated requirements of discharge in LPM and power capacity in BHP Make: KSB, CRI, Kirtosker, Crompton Greeve, Lubi) Discharge Power Capacity Capacity (LPM) (BHP) | 2900 15 | Each | 184898
Sewerage and Drainage | 21.105.39 | Supplying, erection, testing and commissioning of Submersible motor pumping set non clog for sewerage having head 12.00 m as per the indicated requirements of discharge in LPM and power capacity in BHP Make: KSB, CRI, Kirtosker, Crompton Greeve, Lubi) Discharge Power Capacity Capacity (LPM) (BHP) | 3000 15 | Each | 184898
Sewerage and Drainage | 21.105.40 | Supplying, erection, testing and commissioning of Submersible motor pumping set non clog for sewerage having head 12.00 m as per the indicated requirements of discharge in LPM and power capacity in BHP Make: KSB, CRI, Kirtosker, Crompton Greeve, Lubi) Discharge Power Capacity Capacity (LPM) (BHP) | 3100 15 | Each | 184898
Sewerage and Drainage | 21.105.41 | Supplying, erection, testing and commissioning of Submersible motor pumping set non clog for sewerage having head 12.00 m as per the indicated requirements of discharge in LPM and power capacity in BHP Make: KSB, CRI, Kirtosker, Crompton Greeve, Lubi) Discharge Power Capacity Capacity (LPM) (BHP) | 3200 15 | Each | 184898
Sewerage and Drainage | 21.105.42 | Supplying, erection, testing and commissioning of Submersible motor pumping set non clog for sewerage having head 12.00 m as per the indicated requirements of discharge in LPM and power capacity in BHP Make: KSB, CRI, Kirtosker, Crompton Greeve, Lubi) Discharge Power Capacity Capacity (LPM) (BHP) | 3300 15 | Each | 184898
Sewerage and Drainage | 21.105.43 | Supplying, erection, testing and commissioning of Submersible motor pumping set non clog for sewerage having head 12.00 m as per the indicated requirements of discharge in LPM and power capacity in BHP Make: KSB, CRI, Kirtosker, Crompton Greeve, Lubi) Discharge Power Capacity Capacity (LPM) (BHP) | 3400 15 | Each | 184898
Sewerage and Drainage | 21.105.44 | Supplying, erection, testing and commissioning of Submersible motor pumping set non clog for sewerage having head 12.00 m as per the indicated requirements of discharge in LPM and power capacity in BHP Make: KSB, CRI, Kirtosker, Crompton Greeve, Lubi) Discharge Power Capacity Capacity (LPM) (BHP) | 3500 17.5 | Each | 213983
Sewerage and Drainage | 21.105.45 | Supplying, erection, testing and commissioning of Submersible motor pumping set non clog for sewerage having head 12.00 m as per the indicated requirements of discharge in LPM and power capacity in BHP Make: KSB, CRI, Kirtosker, Crompton Greeve, Lubi) Discharge Power Capacity Capacity (LPM) (BHP) | 3600 17.5 | Each | 213983
Sewerage and Drainage | 21.105.46 | Supplying, erection, testing and commissioning of Submersible motor pumping set non clog for sewerage having head 12.00 m as per the indicated requirements of discharge in LPM and power capacity in BHP Make: KSB, CRI, Kirtosker, Crompton Greeve, Lubi) Discharge Power Capacity Capacity (LPM) (BHP) | 3700 17.5 | Each | 213983
Sewerage and Drainage | 21.105.47 | Supplying, erection, testing and commissioning of Submersible motor pumping set non clog for sewerage having head 12.00 m as per the indicated requirements of discharge in LPM and power capacity in BHP Make: KSB, CRI, Kirtosker, Crompton Greeve, Lubi) Discharge Power Capacity Capacity (LPM) (BHP) | 3800 17.5 | Each | 213983
Sewerage and Drainage | 21.105.48 | Supplying, erection, testing and commissioning of Submersible motor pumping set non clog for sewerage having head 12.00 m as per the indicated requirements of discharge in LPM and power capacity in BHP Make: KSB, CRI, Kirtosker, Crompton Greeve, Lubi) Discharge Power Capacity Capacity (LPM) (BHP) | 3900 17.5 | Each | 213983
Sewerage and Drainage | 21.105.49 | Supplying, erection, testing and commissioning of Submersible motor pumping set non clog for sewerage having head 12.00 m as per the indicated requirements of discharge in LPM and power capacity in BHP Make: KSB, CRI, Kirtosker, Crompton Greeve, Lubi) Discharge Power Capacity Capacity (LPM) (BHP) | 4000 17.5 | Each | 213983
Sewerage and Drainage | 21.105.50 | Supplying, erection, testing and commissioning of Submersible motor pumping set non clog for sewerage having head 12.00 m as per the indicated requirements of discharge in LPM and power capacity in BHP Make: KSB, CRI, Kirtosker, Crompton Greeve, Lubi) Discharge Power Capacity Capacity (LPM) (BHP) | 4100 20 | Each | 275269
Sewerage and Drainage | 21.105.51 | Supplying, erection, testing and commissioning of Submersible motor pumping set non clog for sewerage having head 12.00 m as per the indicated requirements of discharge in LPM and power capacity in BHP Make: KSB, CRI, Kirtosker, Crompton Greeve, Lubi) Discharge Power Capacity Capacity (LPM) (BHP) | 4200 20 | Each | 275269
Sewerage and Drainage | 21.105.52 | Supplying, erection, testing and commissioning of Submersible motor pumping set non clog for sewerage having head 12.00 m as per the indicated requirements of discharge in LPM and power capacity in BHP Make: KSB, CRI, Kirtosker, Crompton Greeve, Lubi) Discharge Power Capacity Capacity (LPM) (BHP) | 4300 20 | Each | 275269
Sewerage and Drainage | 21.105.53 | Supplying, erection, testing and commissioning of Submersible motor pumping set non clog for sewerage having head 12.00 m as per the indicated requirements of discharge in LPM and power capacity in BHP Make: KSB, CRI, Kirtosker, Crompton Greeve, Lubi) Discharge Power Capacity Capacity (LPM) (BHP) | 4400 20 | Each | 275269
Sewerage and Drainage | 21.105.54 | Supplying, erection, testing and commissioning of Submersible motor pumping set non clog for sewerage having head 12.00 m as per the indicated requirements of discharge in LPM and power capacity in BHP Make: KSB, CRI, Kirtosker, Crompton Greeve, Lubi) Discharge Power Capacity Capacity (LPM) (BHP) | 4500 20 | Each | 275269
Sewerage and Drainage | 21.105.55 | Supplying, erection, testing and commissioning of Submersible motor pumping set non clog for sewerage having head 12.00 m as per the indicated requirements of discharge in LPM and power capacity in BHP Make: KSB, CRI, Kirtosker, Crompton Greeve, Lubi) Discharge Power Capacity Capacity (LPM) (BHP) | 4600 20 | Each | 275269
Sewerage and Drainage | 21.105.56 | Supplying, erection, testing and commissioning of Submersible motor pumping set non clog for sewerage having head 12.00 m as per the indicated requirements of discharge in LPM and power capacity in BHP Make: KSB, CRI, Kirtosker, Crompton Greeve, Lubi) Discharge Power Capacity Capacity (LPM) (BHP) | 4700 20 | Each | 275269
Sewerage and Drainage | 21.105.57 | Supplying, erection, testing and commissioning of Submersible motor pumping set non clog for sewerage having head 12.00 m as per the indicated requirements of discharge in LPM and power capacity in BHP Make: KSB, CRI, Kirtosker, Crompton Greeve, Lubi) Discharge Power Capacity Capacity (LPM) (BHP) | 4800 22.5 | Each | 278385
Sewerage and Drainage | 21.105.58 | Supplying, erection, testing and commissioning of Submersible motor pumping set non clog for sewerage having head 12.00 m as per the indicated requirements of discharge in LPM and power capacity in BHP Make: KSB, CRI, Kirtosker, Crompton Greeve, Lubi) Discharge Power Capacity Capacity (LPM) (BHP) | 4900 22.5 | Each | 278385
Sewerage and Drainage | 21.105.59 | Supplying, erection, testing and commissioning of Submersible motor pumping set non clog for sewerage having head 12.00 m as per the indicated requirements of discharge in LPM and power capacity in BHP Make: KSB, CRI, Kirtosker, Crompton Greeve, Lubi) Discharge Power Capacity Capacity (LPM) (BHP) | 5000 22.5 | Each | 278385
Sewerage and Drainage | 21.105.60 | Supplying, erection, testing and commissioning of Submersible motor pumping set non clog for sewerage having head 12.00 m as per the indicated requirements of discharge in LPM and power capacity in BHP Make: KSB, CRI, Kirtosker, Crompton Greeve, Lubi) Discharge Power Capacity Capacity (LPM) (BHP) | 5100 22.5 | Each | 278385
Sewerage and Drainage | 21.105.61 | Supplying, erection, testing and commissioning of Submersible motor pumping set non clog for sewerage having head 12.00 m as per the indicated requirements of discharge in LPM and power capacity in BHP Make: KSB, CRI, Kirtosker, Crompton Greeve, Lubi) Discharge Power Capacity Capacity (LPM) (BHP) | 5200 25 | Each | 296044
Sewerage and Drainage | 21.105.62 | Supplying, erection, testing and commissioning of Submersible motor pumping set non clog for sewerage having head 12.00 m as per the indicated requirements of discharge in LPM and power capacity in BHP Make: KSB, CRI, Kirtosker, Crompton Greeve, Lubi) Discharge Power Capacity Capacity (LPM) (BHP) | 5300 25 | Each | 296044
Sewerage and Drainage | 21.105.63 | Supplying, erection, testing and commissioning of Submersible motor pumping set non clog for sewerage having head 12.00 m as per the indicated requirements of discharge in LPM and power capacity in BHP Make: KSB, CRI, Kirtosker, Crompton Greeve, Lubi) Discharge Power Capacity Capacity (LPM) (BHP) | 5400 25 | Each | 296044
Sewerage and Drainage | 21.105.64 | Supplying, erection, testing and commissioning of Submersible motor pumping set non clog for sewerage having head 12.00 m as per the indicated requirements of discharge in LPM and power capacity in BHP Make: KSB, CRI, Kirtosker, Crompton Greeve, Lubi) Discharge Power Capacity Capacity (LPM) (BHP) | 5500 25 | Each | 296044
Sewerage and Drainage | 21.105.65 | Supplying, erection, testing and commissioning of Submersible motor pumping set non clog for sewerage having head 12.00 m as per the indicated requirements of discharge in LPM and power capacity in BHP Make: KSB, CRI, Kirtosker, Crompton Greeve, Lubi) Discharge Power Capacity Capacity (LPM) (BHP) | 5600 25 | Each | 296044
Sewerage and Drainage | 21.105.66 | Supplying, erection, testing and commissioning of Submersible motor pumping set non clog for sewerage having head 12.00 m as per the indicated requirements of discharge in LPM and power capacity in BHP Make: KSB, CRI, Kirtosker, Crompton Greeve, Lubi) Discharge Power Capacity Capacity (LPM) (BHP) | 5700 25 | Each | 296044
Sewerage and Drainage | 21.105.67 | Supplying, erection, testing and commissioning of Submersible motor pumping set non clog for sewerage having head 12.00 m as per the indicated requirements of discharge in LPM and power capacity in BHP Make: KSB, CRI, Kirtosker, Crompton Greeve, Lubi) Discharge Power Capacity Capacity (LPM) (BHP) | 5800 25 | Each | 296044
Sewerage and Drainage | 21.105.68 | Supplying, erection, testing and commissioning of Submersible motor pumping set non clog for sewerage having head 12.00 m as per the indicated requirements of discharge in LPM and power capacity in BHP Make: KSB, CRI, Kirtosker, Crompton Greeve, Lubi) Discharge Power Capacity Capacity (LPM) (BHP) | 5900 27.5 | Each | 312664
Sewerage and Drainage | 21.105.69 | Supplying, erection, testing and commissioning of Submersible motor pumping set non clog for sewerage having head 12.00 m as per the indicated requirements of discharge in LPM and power capacity in BHP Make: KSB, CRI, Kirtosker, Crompton Greeve, Lubi) Discharge Power Capacity Capacity (LPM) (BHP) | 6000 27.5 | Each | 312664
Sewerage and Drainage | 21.105.70 | Supplying, erection, testing and commissioning of Submersible motor pumping set non clog for sewerage having head 12.00 m as per the indicated requirements of discharge in LPM and power capacity in BHP Make: KSB, CRI, Kirtosker, Crompton Greeve, Lubi) Discharge Power Capacity Capacity (LPM) (BHP) | 6100 27.5 | Each | 312664
Sewerage and Drainage | 21.105.71 | Supplying, erection, testing and commissioning of Submersible motor pumping set non clog for sewerage having head 12.00 m as per the indicated requirements of discharge in LPM and power capacity in BHP Make: KSB, CRI, Kirtosker, Crompton Greeve, Lubi) Discharge Power Capacity Capacity (LPM) (BHP) | 6200 27.5 | Each | 312664
Sewerage and Drainage | 21.105.72 | Supplying, erection, testing and commissioning of Submersible motor pumping set non clog for sewerage having head 12.00 m as per the indicated requirements of discharge in LPM and power capacity in BHP Make: KSB, CRI, Kirtosker, Crompton Greeve, Lubi) Discharge Power Capacity Capacity (LPM) (BHP) | 6300 30 | Each | 327207
Sewerage and Drainage | 21.105.73 | Supplying, erection, testing and commissioning of Submersible motor pumping set non clog for sewerage having head 12.00 m as per the indicated requirements of discharge in LPM and power capacity in BHP Make: KSB, CRI, Kirtosker, Crompton Greeve, Lubi) Discharge Power Capacity Capacity (LPM) (BHP) | 6400 30 | Each | 327207
Sewerage and Drainage | 21.105.74 | Supplying, erection, testing and commissioning of Submersible motor pumping set non clog for sewerage having head 12.00 m as per the indicated requirements of discharge in LPM and power capacity in BHP Make: KSB, CRI, Kirtosker, Crompton Greeve, Lubi) Discharge Power Capacity Capacity (LPM) (BHP) | 6500 30 | Each | 327207
Sewerage and Drainage | 21.105.75 | Supplying, erection, testing and commissioning of Submersible motor pumping set non clog for sewerage having head 12.00 m as per the indicated requirements of discharge in LPM and power capacity in BHP Make: KSB, CRI, Kirtosker, Crompton Greeve, Lubi) Discharge Power Capacity Capacity (LPM) (BHP) | 6600 30 | Each | 327207
Sewerage and Drainage | 21.105.76 | Supplying, erection, testing and commissioning of Submersible motor pumping set non clog for sewerage having head 12.00 m as per the indicated requirements of discharge in LPM and power capacity in BHP Make: KSB, CRI, Kirtosker, Crompton Greeve, Lubi) Discharge Power Capacity Capacity (LPM) (BHP) | 6700 30 | Each | 327207
Sewerage and Drainage | 21.105.77 | Supplying, erection, testing and commissioning of Submersible motor pumping set non clog for sewerage having head 12.00 m as per the indicated requirements of discharge in LPM and power capacity in BHP Make: KSB, CRI, Kirtosker, Crompton Greeve, Lubi) Discharge Power Capacity Capacity (LPM) (BHP) | 6800 30 | Each | 327207
Sewerage and Drainage | 21.105.78 | Supplying, erection, testing and commissioning of Submersible motor pumping set non clog for sewerage having head 12.00 m as per the indicated requirements of discharge in LPM and power capacity in BHP Make: KSB, CRI, Kirtosker, Crompton Greeve, Lubi) Discharge Power Capacity Capacity (LPM) (BHP) | 6900 30 | Each | 327207
Sewerage and Drainage | 21.105.79 | Supplying, erection, testing and commissioning of Submersible motor pumping set non clog for sewerage having head 12.00 m as per the indicated requirements of discharge in LPM and power capacity in BHP Make: KSB, CRI, Kirtosker, Crompton Greeve, Lubi) Discharge Power Capacity Capacity (LPM) (BHP) | 7000 35 | Each | 377067
Sewerage and Drainage | 21.105.80 | Supplying, erection, testing and commissioning of Submersible motor pumping set non clog for sewerage having head 12.00 m as per the indicated requirements of discharge in LPM and power capacity in BHP Make: KSB, CRI, Kirtosker, Crompton Greeve, Lubi) Discharge Power Capacity Capacity (LPM) (BHP) | 7100 35 | Each | 377067
Sewerage and Drainage | 21.105.81 | Supplying, erection, testing and commissioning of Submersible motor pumping set non clog for sewerage having head 12.00 m as per the indicated requirements of discharge in LPM and power capacity in BHP Make: KSB, CRI, Kirtosker, Crompton Greeve, Lubi) Discharge Power Capacity Capacity (LPM) (BHP) | 7200 35 | Each | 377067
Sewerage and Drainage | 21.105.82 | Supplying, erection, testing and commissioning of Submersible motor pumping set non clog for sewerage having head 12.00 m as per the indicated requirements of discharge in LPM and power capacity in BHP Make: KSB, CRI, Kirtosker, Crompton Greeve, Lubi) Discharge Power Capacity Capacity (LPM) (BHP) | 7300 35 | Each | 377067
Sewerage and Drainage | 21.105.83 | Supplying, erection, testing and commissioning of Submersible motor pumping set non clog for sewerage having head 12.00 m as per the indicated requirements of discharge in LPM and power capacity in BHP Make: KSB, CRI, Kirtosker, Crompton Greeve, Lubi) Discharge Power Capacity Capacity (LPM) (BHP) | 7400 35 | Each | 377067
Sewerage and Drainage | 21.105.84 | Supplying, erection, testing and commissioning of Submersible motor pumping set non clog for sewerage having head 12.00 m as per the indicated requirements of discharge in LPM and power capacity in BHP Make: KSB, CRI, Kirtosker, Crompton Greeve, Lubi) Discharge Power Capacity Capacity (LPM) (BHP) | 7500 35 | Each | 377067
Sewerage and Drainage | 21.105.85 | Supplying, erection, testing and commissioning of Submersible motor pumping set non clog for sewerage having head 12.00 m as per the indicated requirements of discharge in LPM and power capacity in BHP Make: KSB, CRI, Kirtosker, Crompton Greeve, Lubi) Discharge Power Capacity Capacity (LPM) (BHP) | 7600 35 | Each | 377067
Sewerage and Drainage | 21.105.86 | Supplying, erection, testing and commissioning of Submersible motor pumping set non clog for sewerage having head 12.00 m as per the indicated requirements of discharge in LPM and power capacity in BHP Make: KSB, CRI, Kirtosker, Crompton Greeve, Lubi) Discharge Power Capacity Capacity (LPM) (BHP) | 7700 35 | Each | 377067
Sewerage and Drainage | 21.105.87 | Supplying, erection, testing and commissioning of Submersible motor pumping set non clog for sewerage having head 12.00 m as per the indicated requirements of discharge in LPM and power capacity in BHP Make: KSB, CRI, Kirtosker, Crompton Greeve, Lubi) Discharge Power Capacity Capacity (LPM) (BHP) | 7800 35 | Each | 377067
Sewerage and Drainage | 21.105.88 | Supplying, erection, testing and commissioning of Submersible motor pumping set non clog for sewerage having head 12.00 m as per the indicated requirements of discharge in LPM and power capacity in BHP Make: KSB, CRI, Kirtosker, Crompton Greeve, Lubi) Discharge Power Capacity Capacity (LPM) (BHP) | 7900 35 | Each | 377067
Sewerage and Drainage | 21.105.89 | Supplying, erection, testing and commissioning of Submersible motor pumping set non clog for sewerage having head 12.00 m as per the indicated requirements of discharge in LPM and power capacity in BHP Make: KSB, CRI, Kirtosker, Crompton Greeve, Lubi) Discharge Power Capacity Capacity (LPM) (BHP) | 8000 35 | Each | 377067
Sewerage and Drainage | 21.105.90 | Supplying, erection, testing and commissioning of Submersible motor pumping set non clog for sewerage having head 12.00 m as per the indicated requirements of discharge in LPM and power capacity in BHP Make: KSB, CRI, Kirtosker, Crompton Greeve, Lubi) Discharge Power Capacity Capacity (LPM) (BHP) | 8100 40 | Each | 410307
Sewerage and Drainage | 21.105.91 | Supplying, erection, testing and commissioning of Submersible motor pumping set non clog for sewerage having head 12.00 m as per the indicated requirements of discharge in LPM and power capacity in BHP Make: KSB, CRI, Kirtosker, Crompton Greeve, Lubi) Discharge Power Capacity Capacity (LPM) (BHP) | 8200 40 | Each | 410307
Sewerage and Drainage | 21.105.92 | Supplying, erection, testing and commissioning of Submersible motor pumping set non clog for sewerage having head 12.00 m as per the indicated requirements of discharge in LPM and power capacity in BHP Make: KSB, CRI, Kirtosker, Crompton Greeve, Lubi) Discharge Power Capacity Capacity (LPM) (BHP) | 8300 40 | Each | 410307
Sewerage and Drainage | 21.105.93 | Supplying, erection, testing and commissioning of Submersible motor pumping set non clog for sewerage having head 12.00 m as per the indicated requirements of discharge in LPM and power capacity in BHP Make: KSB, CRI, Kirtosker, Crompton Greeve, Lubi) Discharge Power Capacity Capacity (LPM) (BHP) | 8400 40 | Each | 410307
Sewerage and Drainage | 21.105.94 | Supplying, erection, testing and commissioning of Submersible motor pumping set non clog for sewerage having head 12.00 m as per the indicated requirements of discharge in LPM and power capacity in BHP Make: KSB, CRI, Kirtosker, Crompton Greeve, Lubi) Discharge Power Capacity Capacity (LPM) (BHP) | 8500 40 | Each | 410307
Sewerage and Drainage | 21.105.95 | Supplying, erection, testing and commissioning of Submersible motor pumping set non clog for sewerage having head 12.00 m as per the indicated requirements of discharge in LPM and power capacity in BHP Make: KSB, CRI, Kirtosker, Crompton Greeve, Lubi) Discharge Power Capacity Capacity (LPM) (BHP) | 8600 40 | Each | 410307
Sewerage and Drainage | 21.105.96 | Supplying, erection, testing and commissioning of Submersible motor pumping set non clog for sewerage having head 12.00 m as per the indicated requirements of discharge in LPM and power capacity in BHP Make: KSB, CRI, Kirtosker, Crompton Greeve, Lubi) Discharge Power Capacity Capacity (LPM) (BHP) | 8700 40 | Each | 410307
Sewerage and Drainage | 21.105.97 | Supplying, erection, testing and commissioning of Submersible motor pumping set non clog for sewerage having head 12.00 m as per the indicated requirements of discharge in LPM and power capacity in BHP Make: KSB, CRI, Kirtosker, Crompton Greeve, Lubi) Discharge Power Capacity Capacity (LPM) (BHP) | 8800 40 | Each | 410307
Sewerage and Drainage | 21.105.98 | Supplying, erection, testing and commissioning of Submersible motor pumping set non clog for sewerage having head 12.00 m as per the indicated requirements of discharge in LPM and power capacity in BHP Make: KSB, CRI, Kirtosker, Crompton Greeve, Lubi) Discharge Power Capacity Capacity (LPM) (BHP) | 8900 40 | Each | 410307
Sewerage and Drainage | 21.105.99 | Supplying, erection, testing and commissioning of Submersible motor pumping set non clog for sewerage having head 12.00 m as per the indicated requirements of discharge in LPM and power capacity in BHP Make: KSB, CRI, Kirtosker, Crompton Greeve, Lubi) Discharge Power Capacity Capacity (LPM) (BHP) | 9000 40 | Each | 410307
Sewerage and Drainage | 21.105.100 | Supplying, erection, testing and commissioning of Submersible motor pumping set non clog for sewerage having head 12.00 m as per the indicated requirements of discharge in LPM and power capacity in BHP Make: KSB, CRI, Kirtosker, Crompton Greeve, Lubi) Discharge Power Capacity Capacity (LPM) (BHP) | 9100 40 | Each | 410307
Sewerage and Drainage | 21.105.101 | Supplying, erection, testing and commissioning of Submersible motor pumping set non clog for sewerage having head 12.00 m as per the indicated requirements of discharge in LPM and power capacity in BHP Make: KSB, CRI, Kirtosker, Crompton Greeve, Lubi) Discharge Power Capacity Capacity (LPM) (BHP) | 9200 40 | Each | 410307
Sewerage and Drainage | 21.106.7 | Supplying, erection, testing and commissioning of Submersible motor pumping set non clog for sewerage having head 15.00 m as per the indicated requirements of discharge in LPM and power capacity in BHP Make: KSB, CRI, Kirlosker, Crompton Greeve, Lubi) Discharge Power Capacity Capacity (LPM) (BHP) | 300 2 | Each | 61286
Sewerage and Drainage | 21.106.8 | Supplying, erection, testing and commissioning of Submersible motor pumping set non clog for sewerage having head 15.00 m as per the indicated requirements of discharge in LPM and power capacity in BHP Make: KSB, CRI, Kirlosker, Crompton Greeve, Lubi) Discharge Power Capacity Capacity (LPM) (BHP) | 400 2.5 | Each | 61286
Sewerage and Drainage | 21.106.9 | Supplying, erection, testing and commissioning of Submersible motor pumping set non clog for sewerage having head 15.00 m as per the indicated requirements of discharge in LPM and power capacity in BHP Make: KSB, CRI, Kirlosker, Crompton Greeve, Lubi) Discharge Power Capacity Capacity (LPM) (BHP) | 450 2.5 | Each | 61286
Sewerage and Drainage | 21.106.10 | Supplying, erection, testing and commissioning of Submersible motor pumping set non clog for sewerage having head 15.00 m as per the indicated requirements of discharge in LPM and power capacity in BHP Make: KSB, CRI, Kirlosker, Crompton Greeve, Lubi) Discharge Power Capacity Capacity (LPM) (BHP) | 500 3 | Each | 66480
Sewerage and Drainage | 21.106.11 | Supplying, erection, testing and commissioning of Submersible motor pumping set non clog for sewerage having head 15.00 m as per the indicated requirements of discharge in LPM and power capacity in BHP Make: KSB, CRI, Kirlosker, Crompton Greeve, Lubi) Discharge Power Capacity Capacity (LPM) (BHP) | 600 5 | Each | 71674
Sewerage and Drainage | 21.106.12 | Supplying, erection, testing and commissioning of Submersible motor pumping set non clog for sewerage having head 15.00 m as per the indicated requirements of discharge in LPM and power capacity in BHP Make: KSB, CRI, Kirlosker, Crompton Greeve, Lubi) Discharge Power Capacity Capacity (LPM) (BHP) | 620 5 | Each | 71674
Sewerage and Drainage | 21.106.13 | Supplying, erection, testing and commissioning of Submersible motor pumping set non clog for sewerage having head 15.00 m as per the indicated requirements of discharge in LPM and power capacity in BHP Make: KSB, CRI, Kirlosker, Crompton Greeve, Lubi) Discharge Power Capacity Capacity (LPM) (BHP) | 650 5 | Each | 71674
Sewerage and Drainage | 21.106.14 | Supplying, erection, testing and commissioning of Submersible motor pumping set non clog for sewerage having head 15.00 m as per the indicated requirements of discharge in LPM and power capacity in BHP Make: KSB, CRI, Kirlosker, Crompton Greeve, Lubi) Discharge Power Capacity Capacity (LPM) (BHP) | 700 5 | Each | 71674
Sewerage and Drainage | 21.106.15 | Supplying, erection, testing and commissioning of Submersible motor pumping set non clog for sewerage having head 15.00 m as per the indicated requirements of discharge in LPM and power capacity in BHP Make: KSB, CRI, Kirlosker, Crompton Greeve, Lubi) Discharge Power Capacity Capacity (LPM) (BHP) | 750 5 | Each | 71674
Sewerage and Drainage | 21.106.16 | Supplying, erection, testing and commissioning of Submersible motor pumping set non clog for sewerage having head 15.00 m as per the indicated requirements of discharge in LPM and power capacity in BHP Make: KSB, CRI, Kirlosker, Crompton Greeve, Lubi) Discharge Power Capacity Capacity (LPM) (BHP) | 800 5 | Each | 71674
Sewerage and Drainage | 21.106.17 | Supplying, erection, testing and commissioning of Submersible motor pumping set non clog for sewerage having head 15.00 m as per the indicated requirements of discharge in LPM and power capacity in BHP Make: KSB, CRI, Kirlosker, Crompton Greeve, Lubi) Discharge Power Capacity Capacity (LPM) (BHP) | 900 5 | Each | 71674
Sewerage and Drainage | 21.106.18 | Supplying, erection, testing and commissioning of Submersible motor pumping set non clog for sewerage having head 15.00 m as per the indicated requirements of discharge in LPM and power capacity in BHP Make: KSB, CRI, Kirlosker, Crompton Greeve, Lubi) Discharge Power Capacity Capacity (LPM) (BHP) | 1000 5 | Each | 71674
Sewerage and Drainage | 21.106.19 | Supplying, erection, testing and commissioning of Submersible motor pumping set non clog for sewerage having head 15.00 m as per the indicated requirements of discharge in LPM and power capacity in BHP Make: KSB, CRI, Kirlosker, Crompton Greeve, Lubi) Discharge Power Capacity Capacity (LPM) (BHP) | 1100 7.5 | Each | 92449
Sewerage and Drainage | 21.106.20 | Supplying, erection, testing and commissioning of Submersible motor pumping set non clog for sewerage having head 15.00 m as per the indicated requirements of discharge in LPM and power capacity in BHP Make: KSB, CRI, Kirlosker, Crompton Greeve, Lubi) Discharge Power Capacity Capacity (LPM) (BHP) | 1200 7.5 | Each | 92449
Sewerage and Drainage | 21.106.21 | Supplying, erection, testing and commissioning of Submersible motor pumping set non clog for sewerage having head 15.00 m as per the indicated requirements of discharge in LPM and power capacity in BHP Make: KSB, CRI, Kirlosker, Crompton Greeve, Lubi) Discharge Power Capacity Capacity (LPM) (BHP) | 1250 7.5 | Each | 92449
Sewerage and Drainage | 21.106.22 | Supplying, erection, testing and commissioning of Submersible motor pumping set non clog for sewerage having head 15.00 m as per the indicated requirements of discharge in LPM and power capacity in BHP Make: KSB, CRI, Kirlosker, Crompton Greeve, Lubi) Discharge Power Capacity Capacity (LPM) (BHP) | 1300 7.5 | Each | 92449
Sewerage and Drainage | 21.106.23 | Supplying, erection, testing and commissioning of Submersible motor pumping set non clog for sewerage having head 15.00 m as per the indicated requirements of discharge in LPM and power capacity in BHP Make: KSB, CRI, Kirlosker, Crompton Greeve, Lubi) Discharge Power Capacity Capacity (LPM) (BHP) | 1400 7.5 | Each | 92449
Sewerage and Drainage | 21.106.24 | Supplying, erection, testing and commissioning of Submersible motor pumping set non clog for sewerage having head 15.00 m as per the indicated requirements of discharge in LPM and power capacity in BHP Make: KSB, CRI, Kirlosker, Crompton Greeve, Lubi) Discharge Power Capacity Capacity (LPM) (BHP) | 1500 10 | Each | 101798
Sewerage and Drainage | 21.106.25 | Supplying, erection, testing and commissioning of Submersible motor pumping set non clog for sewerage having head 15.00 m as per the indicated requirements of discharge in LPM and power capacity in BHP Make: KSB, CRI, Kirlosker, Crompton Greeve, Lubi) Discharge Power Capacity Capacity (LPM) (BHP) | 1600 10 | Each | 101798
Sewerage and Drainage | 21.106.26 | Supplying, erection, testing and commissioning of Submersible motor pumping set non clog for sewerage having head 15.00 m as per the indicated requirements of discharge in LPM and power capacity in BHP Make: KSB, CRI, Kirlosker, Crompton Greeve, Lubi) Discharge Power Capacity Capacity (LPM) (BHP) | 1700 10 | Each | 101798
Sewerage and Drainage | 21.106.27 | Supplying, erection, testing and commissioning of Submersible motor pumping set non clog for sewerage having head 15.00 m as per the indicated requirements of discharge in LPM and power capacity in BHP Make: KSB, CRI, Kirlosker, Crompton Greeve, Lubi) Discharge Power Capacity Capacity (LPM) (BHP) | 1800 10 | Each | 101798
Sewerage and Drainage | 21.106.28 | Supplying, erection, testing and commissioning of Submersible motor pumping set non clog for sewerage having head 15.00 m as per the indicated requirements of discharge in LPM and power capacity in BHP Make: KSB, CRI, Kirlosker, Crompton Greeve, Lubi) Discharge Power Capacity Capacity (LPM) (BHP) | 1900 10 | Each | 101798
Sewerage and Drainage | 21.106.29 | Supplying, erection, testing and commissioning of Submersible motor pumping set non clog for sewerage having head 15.00 m as per the indicated requirements of discharge in LPM and power capacity in BHP Make: KSB, CRI, Kirlosker, Crompton Greeve, Lubi) Discharge Power Capacity Capacity (LPM) (BHP) | 2000 12.5 | Each | 120495
Sewerage and Drainage | 21.106.30 | Supplying, erection, testing and commissioning of Submersible motor pumping set non clog for sewerage having head 15.00 m as per the indicated requirements of discharge in LPM and power capacity in BHP Make: KSB, CRI, Kirlosker, Crompton Greeve, Lubi) Discharge Power Capacity Capacity (LPM) (BHP) | 2100 12.5 | Each | 120495
Sewerage and Drainage | 21.106.31 | Supplying, erection, testing and commissioning of Submersible motor pumping set non clog for sewerage having head 15.00 m as per the indicated requirements of discharge in LPM and power capacity in BHP Make: KSB, CRI, Kirlosker, Crompton Greeve, Lubi) Discharge Power Capacity Capacity (LPM) (BHP) | 2200 12.5 | Each | 120495
Sewerage and Drainage | 21.106.32 | Supplying, erection, testing and commissioning of Submersible motor pumping set non clog for sewerage having head 15.00 m as per the indicated requirements of discharge in LPM and power capacity in BHP Make: KSB, CRI, Kirlosker, Crompton Greeve, Lubi) Discharge Power Capacity Capacity (LPM) (BHP) | 2300 12.5 | Each | 120495
Sewerage and Drainage | 21.106.33 | Supplying, erection, testing and commissioning of Submersible motor pumping set non clog for sewerage having head 15.00 m as per the indicated requirements of discharge in LPM and power capacity in BHP Make: KSB, CRI, Kirlosker, Crompton Greeve, Lubi) Discharge Power Capacity Capacity (LPM) (BHP) | 2400 15 | Each | 184898
Sewerage and Drainage | 21.106.34 | Supplying, erection, testing and commissioning of Submersible motor pumping set non clog for sewerage having head 15.00 m as per the indicated requirements of discharge in LPM and power capacity in BHP Make: KSB, CRI, Kirlosker, Crompton Greeve, Lubi) Discharge Power Capacity Capacity (LPM) (BHP) | 2500 15 | Each | 184898
Sewerage and Drainage | 21.106.35 | Supplying, erection, testing and commissioning of Submersible motor pumping set non clog for sewerage having head 15.00 m as per the indicated requirements of discharge in LPM and power capacity in BHP Make: KSB, CRI, Kirlosker, Crompton Greeve, Lubi) Discharge Power Capacity Capacity (LPM) (BHP) | 2600 15 | Each | 184898
Sewerage and Drainage | 21.106.36 | Supplying, erection, testing and commissioning of Submersible motor pumping set non clog for sewerage having head 15.00 m as per the indicated requirements of discharge in LPM and power capacity in BHP Make: KSB, CRI, Kirlosker, Crompton Greeve, Lubi) Discharge Power Capacity Capacity (LPM) (BHP) | 2700 15 | Each | 184898
Sewerage and Drainage | 21.106.37 | Supplying, erection, testing and commissioning of Submersible motor pumping set non clog for sewerage having head 15.00 m as per the indicated requirements of discharge in LPM and power capacity in BHP Make: KSB, CRI, Kirlosker, Crompton Greeve, Lubi) Discharge Power Capacity Capacity (LPM) (BHP) | 2800 15 | Each | 184898
Sewerage and Drainage | 21.106.38 | Supplying, erection, testing and commissioning of Submersible motor pumping set non clog for sewerage having head 15.00 m as per the indicated requirements of discharge in LPM and power capacity in BHP Make: KSB, CRI, Kirlosker, Crompton Greeve, Lubi) Discharge Power Capacity Capacity (LPM) (BHP) | 2900 17.5 | Each | 213983
Sewerage and Drainage | 21.106.39 | Supplying, erection, testing and commissioning of Submersible motor pumping set non clog for sewerage having head 15.00 m as per the indicated requirements of discharge in LPM and power capacity in BHP Make: KSB, CRI, Kirlosker, Crompton Greeve, Lubi) Discharge Power Capacity Capacity (LPM) (BHP) | 3000 17.5 | Each | 213983
Sewerage and Drainage | 21.106.40 | Supplying, erection, testing and commissioning of Submersible motor pumping set non clog for sewerage having head 15.00 m as per the indicated requirements of discharge in LPM and power capacity in BHP Make: KSB, CRI, Kirlosker, Crompton Greeve, Lubi) Discharge Power Capacity Capacity (LPM) (BHP) | 3100 17.5 | Each | 213983
Sewerage and Drainage | 21.106.41 | Supplying, erection, testing and commissioning of Submersible motor pumping set non clog for sewerage having head 15.00 m as per the indicated requirements of discharge in LPM and power capacity in BHP Make: KSB, CRI, Kirlosker, Crompton Greeve, Lubi) Discharge Power Capacity Capacity (LPM) (BHP) | 3200 17.5 | Each | 213983
Sewerage and Drainage | 21.106.42 | Supplying, erection, testing and commissioning of Submersible motor pumping set non clog for sewerage having head 15.00 m as per the indicated requirements of discharge in LPM and power capacity in BHP Make: KSB, CRI, Kirlosker, Crompton Greeve, Lubi) Discharge Power Capacity Capacity (LPM) (BHP) | 3300 20 | Each | 275789
Sewerage and Drainage | 21.106.43 | Supplying, erection, testing and commissioning of Submersible motor pumping set non clog for sewerage having head 15.00 m as per the indicated requirements of discharge in LPM and power capacity in BHP Make: KSB, CRI, Kirlosker, Crompton Greeve, Lubi) Discharge Power Capacity Capacity (LPM) (BHP) | 3400 20 | Each | 275789
Sewerage and Drainage | 21.106.44 | Supplying, erection, testing and commissioning of Submersible motor pumping set non clog for sewerage having head 15.00 m as per the indicated requirements of discharge in LPM and power capacity in BHP Make: KSB, CRI, Kirlosker, Crompton Greeve, Lubi) Discharge Power Capacity Capacity (LPM) (BHP) | 3500 20 | Each | 275789
Sewerage and Drainage | 21.106.45 | Supplying, erection, testing and commissioning of Submersible motor pumping set non clog for sewerage having head 15.00 m as per the indicated requirements of discharge in LPM and power capacity in BHP Make: KSB, CRI, Kirlosker, Crompton Greeve, Lubi) Discharge Power Capacity Capacity (LPM) (BHP) | 3600 20 | Each | 275789
Sewerage and Drainage | 21.106.46 | Supplying, erection, testing and commissioning of Submersible motor pumping set non clog for sewerage having head 15.00 m as per the indicated requirements of discharge in LPM and power capacity in BHP Make: KSB, CRI, Kirlosker, Crompton Greeve, Lubi) Discharge Power Capacity Capacity (LPM) (BHP) | 3700 20 | Each | 275789
Sewerage and Drainage | 21.106.47 | Supplying, erection, testing and commissioning of Submersible motor pumping set non clog for sewerage having head 15.00 m as per the indicated requirements of discharge in LPM and power capacity in BHP Make: KSB, CRI, Kirlosker, Crompton Greeve, Lubi) Discharge Power Capacity Capacity (LPM) (BHP) | 3800 22.5 | Each | 278385
Sewerage and Drainage | 21.106.48 | Supplying, erection, testing and commissioning of Submersible motor pumping set non clog for sewerage having head 15.00 m as per the indicated requirements of discharge in LPM and power capacity in BHP Make: KSB, CRI, Kirlosker, Crompton Greeve, Lubi) Discharge Power Capacity Capacity (LPM) (BHP) | 3900 22.5 | Each | 278385
Sewerage and Drainage | 21.106.49 | Supplying, erection, testing and commissioning of Submersible motor pumping set non clog for sewerage having head 15.00 m as per the indicated requirements of discharge in LPM and power capacity in BHP Make: KSB, CRI, Kirlosker, Crompton Greeve, Lubi) Discharge Power Capacity Capacity (LPM) (BHP) | 4000 22.5 | Each | 278385
Sewerage and Drainage | 21.106.50 | Supplying, erection, testing and commissioning of Submersible motor pumping set non clog for sewerage having head 15.00 m as per the indicated requirements of discharge in LPM and power capacity in BHP Make: KSB, CRI, Kirlosker, Crompton Greeve, Lubi) Discharge Power Capacity Capacity (LPM) (BHP) | 4100 22.5 | Each | 278385
Sewerage and Drainage | 21.106.51 | Supplying, erection, testing and commissioning of Submersible motor pumping set non clog for sewerage having head 15.00 m as per the indicated requirements of discharge in LPM and power capacity in BHP Make: KSB, CRI, Kirlosker, Crompton Greeve, Lubi) Discharge Power Capacity Capacity (LPM) (BHP) | 4200 25 | Each | 296044
Sewerage and Drainage | 21.106.52 | Supplying, erection, testing and commissioning of Submersible motor pumping set non clog for sewerage having head 15.00 m as per the indicated requirements of discharge in LPM and power capacity in BHP Make: KSB, CRI, Kirlosker, Crompton Greeve, Lubi) Discharge Power Capacity Capacity (LPM) (BHP) | 4300 25 | Each | 296044
Sewerage and Drainage | 21.106.53 | Supplying, erection, testing and commissioning of Submersible motor pumping set non clog for sewerage having head 15.00 m as per the indicated requirements of discharge in LPM and power capacity in BHP Make: KSB, CRI, Kirlosker, Crompton Greeve, Lubi) Discharge Power Capacity Capacity (LPM) (BHP) | 4400 25 | Each | 296044
Sewerage and Drainage | 21.106.54 | Supplying, erection, testing and commissioning of Submersible motor pumping set non clog for sewerage having head 15.00 m as per the indicated requirements of discharge in LPM and power capacity in BHP Make: KSB, CRI, Kirlosker, Crompton Greeve, Lubi) Discharge Power Capacity Capacity (LPM) (BHP) | 4500 25 | Each | 296044
Sewerage and Drainage | 21.106.55 | Supplying, erection, testing and commissioning of Submersible motor pumping set non clog for sewerage having head 15.00 m as per the indicated requirements of discharge in LPM and power capacity in BHP Make: KSB, CRI, Kirlosker, Crompton Greeve, Lubi) Discharge Power Capacity Capacity (LPM) (BHP) | 4600 25 | Each | 296044
Sewerage and Drainage | 21.106.56 | Supplying, erection, testing and commissioning of Submersible motor pumping set non clog for sewerage having head 15.00 m as per the indicated requirements of discharge in LPM and power capacity in BHP Make: KSB, CRI, Kirlosker, Crompton Greeve, Lubi) Discharge Power Capacity Capacity (LPM) (BHP) | 4700 27.5 | Each | 312664
Sewerage and Drainage | 21.106.57 | Supplying, erection, testing and commissioning of Submersible motor pumping set non clog for sewerage having head 15.00 m as per the indicated requirements of discharge in LPM and power capacity in BHP Make: KSB, CRI, Kirlosker, Crompton Greeve, Lubi) Discharge Power Capacity Capacity (LPM) (BHP) | 4800 27.5 | Each | 312664
Sewerage and Drainage | 21.106.58 | Supplying, erection, testing and commissioning of Submersible motor pumping set non clog for sewerage having head 15.00 m as per the indicated requirements of discharge in LPM and power capacity in BHP Make: KSB, CRI, Kirlosker, Crompton Greeve, Lubi) Discharge Power Capacity Capacity (LPM) (BHP) | 4900 27.5 | Each | 312664
Sewerage and Drainage | 21.106.59 | Supplying, erection, testing and commissioning of Submersible motor pumping set non clog for sewerage having head 15.00 m as per the indicated requirements of discharge in LPM and power capacity in BHP Make: KSB, CRI, Kirlosker, Crompton Greeve, Lubi) Discharge Power Capacity Capacity (LPM) (BHP) | 5000 27.5 | Each | 312664
Sewerage and Drainage | 21.106.60 | Supplying, erection, testing and commissioning of Submersible motor pumping set non clog for sewerage having head 15.00 m as per the indicated requirements of discharge in LPM and power capacity in BHP Make: KSB, CRI, Kirlosker, Crompton Greeve, Lubi) Discharge Power Capacity Capacity (LPM) (BHP) | 5100 30 | Each | 327207
Sewerage and Drainage | 21.106.61 | Supplying, erection, testing and commissioning of Submersible motor pumping set non clog for sewerage having head 15.00 m as per the indicated requirements of discharge in LPM and power capacity in BHP Make: KSB, CRI, Kirlosker, Crompton Greeve, Lubi) Discharge Power Capacity Capacity (LPM) (BHP) | 5200 30 | Each | 327207
Sewerage and Drainage | 21.106.62 | Supplying, erection, testing and commissioning of Submersible motor pumping set non clog for sewerage having head 15.00 m as per the indicated requirements of discharge in LPM and power capacity in BHP Make: KSB, CRI, Kirlosker, Crompton Greeve, Lubi) Discharge Power Capacity Capacity (LPM) (BHP) | 5300 30 | Each | 327207
Sewerage and Drainage | 21.106.63 | Supplying, erection, testing and commissioning of Submersible motor pumping set non clog for sewerage having head 15.00 m as per the indicated requirements of discharge in LPM and power capacity in BHP Make: KSB, CRI, Kirlosker, Crompton Greeve, Lubi) Discharge Power Capacity Capacity (LPM) (BHP) | 5400 30 | Each | 327207
Sewerage and Drainage | 21.106.64 | Supplying, erection, testing and commissioning of Submersible motor pumping set non clog for sewerage having head 15.00 m as per the indicated requirements of discharge in LPM and power capacity in BHP Make: KSB, CRI, Kirlosker, Crompton Greeve, Lubi) Discharge Power Capacity Capacity (LPM) (BHP) | 5500 30 | Each | 327207
Sewerage and Drainage | 21.106.65 | Supplying, erection, testing and commissioning of Submersible motor pumping set non clog for sewerage having head 15.00 m as per the indicated requirements of discharge in LPM and power capacity in BHP Make: KSB, CRI, Kirlosker, Crompton Greeve, Lubi) Discharge Power Capacity Capacity (LPM) (BHP) | 5600 35 | Each | 377067
Sewerage and Drainage | 21.106.66 | Supplying, erection, testing and commissioning of Submersible motor pumping set non clog for sewerage having head 15.00 m as per the indicated requirements of discharge in LPM and power capacity in BHP Make: KSB, CRI, Kirlosker, Crompton Greeve, Lubi) Discharge Power Capacity Capacity (LPM) (BHP) | 5700 35 | Each | 377067
Sewerage and Drainage | 21.106.67 | Supplying, erection, testing and commissioning of Submersible motor pumping set non clog for sewerage having head 15.00 m as per the indicated requirements of discharge in LPM and power capacity in BHP Make: KSB, CRI, Kirlosker, Crompton Greeve, Lubi) Discharge Power Capacity Capacity (LPM) (BHP) | 5800 35 | Each | 377067
Sewerage and Drainage | 21.106.68 | Supplying, erection, testing and commissioning of Submersible motor pumping set non clog for sewerage having head 15.00 m as per the indicated requirements of discharge in LPM and power capacity in BHP Make: KSB, CRI, Kirlosker, Crompton Greeve, Lubi) Discharge Power Capacity Capacity (LPM) (BHP) | 5900 35 | Each | 377067
Sewerage and Drainage | 21.106.69 | Supplying, erection, testing and commissioning of Submersible motor pumping set non clog for sewerage having head 15.00 m as per the indicated requirements of discharge in LPM and power capacity in BHP Make: KSB, CRI, Kirlosker, Crompton Greeve, Lubi) Discharge Power Capacity Capacity (LPM) (BHP) | 6000 35 | Each | 377067
Sewerage and Drainage | 21.106.70 | Supplying, erection, testing and commissioning of Submersible motor pumping set non clog for sewerage having head 15.00 m as per the indicated requirements of discharge in LPM and power capacity in BHP Make: KSB, CRI, Kirlosker, Crompton Greeve, Lubi) Discharge Power Capacity Capacity (LPM) (BHP) | 6100 35 | Each | 377067
Sewerage and Drainage | 21.106.71 | Supplying, erection, testing and commissioning of Submersible motor pumping set non clog for sewerage having head 15.00 m as per the indicated requirements of discharge in LPM and power capacity in BHP Make: KSB, CRI, Kirlosker, Crompton Greeve, Lubi) Discharge Power Capacity Capacity (LPM) (BHP) | 6200 35 | Each | 377067
Sewerage and Drainage | 21.106.72 | Supplying, erection, testing and commissioning of Submersible motor pumping set non clog for sewerage having head 15.00 m as per the indicated requirements of discharge in LPM and power capacity in BHP Make: KSB, CRI, Kirlosker, Crompton Greeve, Lubi) Discharge Power Capacity Capacity (LPM) (BHP) | 6300 35 | Each | 377067
Sewerage and Drainage | 21.106.73 | Supplying, erection, testing and commissioning of Submersible motor pumping set non clog for sewerage having head 15.00 m as per the indicated requirements of discharge in LPM and power capacity in BHP Make: KSB, CRI, Kirlosker, Crompton Greeve, Lubi) Discharge Power Capacity Capacity (LPM) (BHP) | 6400 35 | Each | 377067
Sewerage and Drainage | 21.106.74 | Supplying, erection, testing and commissioning of Submersible motor pumping set non clog for sewerage having head 15.00 m as per the indicated requirements of discharge in LPM and power capacity in BHP Make: KSB, CRI, Kirlosker, Crompton Greeve, Lubi) Discharge Power Capacity Capacity (LPM) (BHP) | 6500 40 | Each | 410307
Sewerage and Drainage | 21.106.75 | Supplying, erection, testing and commissioning of Submersible motor pumping set non clog for sewerage having head 15.00 m as per the indicated requirements of discharge in LPM and power capacity in BHP Make: KSB, CRI, Kirlosker, Crompton Greeve, Lubi) Discharge Power Capacity Capacity (LPM) (BHP) | 6600 40 | Each | 410307
Sewerage and Drainage | 21.106.76 | Supplying, erection, testing and commissioning of Submersible motor pumping set non clog for sewerage having head 15.00 m as per the indicated requirements of discharge in LPM and power capacity in BHP Make: KSB, CRI, Kirlosker, Crompton Greeve, Lubi) Discharge Power Capacity Capacity (LPM) (BHP) | 6700 40 | Each | 410307
Sewerage and Drainage | 21.106.77 | Supplying, erection, testing and commissioning of Submersible motor pumping set non clog for sewerage having head 15.00 m as per the indicated requirements of discharge in LPM and power capacity in BHP Make: KSB, CRI, Kirlosker, Crompton Greeve, Lubi) Discharge Power Capacity Capacity (LPM) (BHP) | 6800 40 | Each | 410307
Sewerage and Drainage | 21.106.78 | Supplying, erection, testing and commissioning of Submersible motor pumping set non clog for sewerage having head 15.00 m as per the indicated requirements of discharge in LPM and power capacity in BHP Make: KSB, CRI, Kirlosker, Crompton Greeve, Lubi) Discharge Power Capacity Capacity (LPM) (BHP) | 6900 40 | Each | 410307
Sewerage and Drainage | 21.106.79 | Supplying, erection, testing and commissioning of Submersible motor pumping set non clog for sewerage having head 15.00 m as per the indicated requirements of discharge in LPM and power capacity in BHP Make: KSB, CRI, Kirlosker, Crompton Greeve, Lubi) Discharge Power Capacity Capacity (LPM) (BHP) | 7000 40 | Each | 410307
Sewerage and Drainage | 21.106.80 | Supplying, erection, testing and commissioning of Submersible motor pumping set non clog for sewerage having head 15.00 m as per the indicated requirements of discharge in LPM and power capacity in BHP Make: KSB, CRI, Kirlosker, Crompton Greeve, Lubi) Discharge Power Capacity Capacity (LPM) (BHP) | 7100 40 | Each | 410307
Sewerage and Drainage | 21.106.81 | Supplying, erection, testing and commissioning of Submersible motor pumping set non clog for sewerage having head 15.00 m as per the indicated requirements of discharge in LPM and power capacity in BHP Make: KSB, CRI, Kirlosker, Crompton Greeve, Lubi) Discharge Power Capacity Capacity (LPM) (BHP) | 7200 40 | Each | 410307
Sewerage and Drainage | 21.106.82 | Supplying, erection, testing and commissioning of Submersible motor pumping set non clog for sewerage having head 15.00 m as per the indicated requirements of discharge in LPM and power capacity in BHP Make: KSB, CRI, Kirlosker, Crompton Greeve, Lubi) Discharge Power Capacity Capacity (LPM) (BHP) | 7300 40 | Each | 410307
Sewerage and Drainage | 21.107.5 | Supplying, erection, testing and commissioning of Submersible motor pumping set non clog for sewerage having head 18.00 m as per the indicated requirements of discharge in LPM and power capacity in BHP Make: KSB, CRI, Kirtosker, Crompton Greeve, Lubi) Discharge Power Capacity Capacity (LPM) (BHP) | 200 2 | Each | 61286
Sewerage and Drainage | 21.107.6 | Supplying, erection, testing and commissioning of Submersible motor pumping set non clog for sewerage having head 18.00 m as per the indicated requirements of discharge in LPM and power capacity in BHP Make: KSB, CRI, Kirtosker, Crompton Greeve, Lubi) Discharge Power Capacity Capacity (LPM) (BHP) | 250 2 | Each | 61286
Sewerage and Drainage | 21.107.7 | Supplying, erection, testing and commissioning of Submersible motor pumping set non clog for sewerage having head 18.00 m as per the indicated requirements of discharge in LPM and power capacity in BHP Make: KSB, CRI, Kirtosker, Crompton Greeve, Lubi) Discharge Power Capacity Capacity (LPM) (BHP) | 300 2 | Each | 61286
Sewerage and Drainage | 21.107.8 | Supplying, erection, testing and commissioning of Submersible motor pumping set non clog for sewerage having head 18.00 m as per the indicated requirements of discharge in LPM and power capacity in BHP Make: KSB, CRI, Kirtosker, Crompton Greeve, Lubi) Discharge Power Capacity Capacity (LPM) (BHP) | 400 3 | Each | 66480
Sewerage and Drainage | 21.107.9 | Supplying, erection, testing and commissioning of Submersible motor pumping set non clog for sewerage having head 18.00 m as per the indicated requirements of discharge in LPM and power capacity in BHP Make: KSB, CRI, Kirtosker, Crompton Greeve, Lubi) Discharge Power Capacity Capacity (LPM) (BHP) | 450 3 | Each | 66480
Sewerage and Drainage | 21.107.10 | Supplying, erection, testing and commissioning of Submersible motor pumping set non clog for sewerage having head 18.00 m as per the indicated requirements of discharge in LPM and power capacity in BHP Make: KSB, CRI, Kirtosker, Crompton Greeve, Lubi) Discharge Power Capacity Capacity (LPM) (BHP) | 500 3 | Each | 66480
Sewerage and Drainage | 21.107.11 | Supplying, erection, testing and commissioning of Submersible motor pumping set non clog for sewerage having head 18.00 m as per the indicated requirements of discharge in LPM and power capacity in BHP Make: KSB, CRI, Kirtosker, Crompton Greeve, Lubi) Discharge Power Capacity Capacity (LPM) (BHP) | 600 5 | Each | 71674
Sewerage and Drainage | 21.107.12 | Supplying, erection, testing and commissioning of Submersible motor pumping set non clog for sewerage having head 18.00 m as per the indicated requirements of discharge in LPM and power capacity in BHP Make: KSB, CRI, Kirtosker, Crompton Greeve, Lubi) Discharge Power Capacity Capacity (LPM) (BHP) | 620 5 | Each | 71674
Sewerage and Drainage | 21.107.13 | Supplying, erection, testing and commissioning of Submersible motor pumping set non clog for sewerage having head 18.00 m as per the indicated requirements of discharge in LPM and power capacity in BHP Make: KSB, CRI, Kirtosker, Crompton Greeve, Lubi) Discharge Power Capacity Capacity (LPM) (BHP) | 650 5 | Each | 71674
Sewerage and Drainage | 21.107.14 | Supplying, erection, testing and commissioning of Submersible motor pumping set non clog for sewerage having head 18.00 m as per the indicated requirements of discharge in LPM and power capacity in BHP Make: KSB, CRI, Kirtosker, Crompton Greeve, Lubi) Discharge Power Capacity Capacity (LPM) (BHP) | 700 5 | Each | 71674
Sewerage and Drainage | 21.107.15 | Supplying, erection, testing and commissioning of Submersible motor pumping set non clog for sewerage having head 18.00 m as per the indicated requirements of discharge in LPM and power capacity in BHP Make: KSB, CRI, Kirtosker, Crompton Greeve, Lubi) Discharge Power Capacity Capacity (LPM) (BHP) | 750 5 | Each | 71674
Sewerage and Drainage | 21.107.16 | Supplying, erection, testing and commissioning of Submersible motor pumping set non clog for sewerage having head 18.00 m as per the indicated requirements of discharge in LPM and power capacity in BHP Make: KSB, CRI, Kirtosker, Crompton Greeve, Lubi) Discharge Power Capacity Capacity (LPM) (BHP) | 800 5 | Each | 71674
Sewerage and Drainage | 21.107.17 | Supplying, erection, testing and commissioning of Submersible motor pumping set non clog for sewerage having head 18.00 m as per the indicated requirements of discharge in LPM and power capacity in BHP Make: KSB, CRI, Kirtosker, Crompton Greeve, Lubi) Discharge Power Capacity Capacity (LPM) (BHP) | 900 7.5 | Each | 92449
Sewerage and Drainage | 21.107.18 | Supplying, erection, testing and commissioning of Submersible motor pumping set non clog for sewerage having head 18.00 m as per the indicated requirements of discharge in LPM and power capacity in BHP Make: KSB, CRI, Kirtosker, Crompton Greeve, Lubi) Discharge Power Capacity Capacity (LPM) (BHP) | 1000 7.5 | Each | 92449
Sewerage and Drainage | 21.107.19 | Supplying, erection, testing and commissioning of Submersible motor pumping set non clog for sewerage having head 18.00 m as per the indicated requirements of discharge in LPM and power capacity in BHP Make: KSB, CRI, Kirtosker, Crompton Greeve, Lubi) Discharge Power Capacity Capacity (LPM) (BHP) | 1100 7.5 | Each | 92449
Sewerage and Drainage | 21.107.20 | Supplying, erection, testing and commissioning of Submersible motor pumping set non clog for sewerage having head 18.00 m as per the indicated requirements of discharge in LPM and power capacity in BHP Make: KSB, CRI, Kirtosker, Crompton Greeve, Lubi) Discharge Power Capacity Capacity (LPM) (BHP) | 1200 10 | Each | 101798
Sewerage and Drainage | 21.107.21 | Supplying, erection, testing and commissioning of Submersible motor pumping set non clog for sewerage having head 18.00 m as per the indicated requirements of discharge in LPM and power capacity in BHP Make: KSB, CRI, Kirtosker, Crompton Greeve, Lubi) Discharge Power Capacity Capacity (LPM) (BHP) | 1250 10 | Each | 101798
Sewerage and Drainage | 21.107.22 | Supplying, erection, testing and commissioning of Submersible motor pumping set non clog for sewerage having head 18.00 m as per the indicated requirements of discharge in LPM and power capacity in BHP Make: KSB, CRI, Kirtosker, Crompton Greeve, Lubi) Discharge Power Capacity Capacity (LPM) (BHP) | 1300 10 | Each | 101798
Sewerage and Drainage | 21.107.23 | Supplying, erection, testing and commissioning of Submersible motor pumping set non clog for sewerage having head 18.00 m as per the indicated requirements of discharge in LPM and power capacity in BHP Make: KSB, CRI, Kirtosker, Crompton Greeve, Lubi) Discharge Power Capacity Capacity (LPM) (BHP) | 1400 10 | Each | 101798
Sewerage and Drainage | 21.107.24 | Supplying, erection, testing and commissioning of Submersible motor pumping set non clog for sewerage having head 18.00 m as per the indicated requirements of discharge in LPM and power capacity in BHP Make: KSB, CRI, Kirtosker, Crompton Greeve, Lubi) Discharge Power Capacity Capacity (LPM) (BHP) | 1500 10 | Each | 101798
Sewerage and Drainage | 21.107.25 | Supplying, erection, testing and commissioning of Submersible motor pumping set non clog for sewerage having head 18.00 m as per the indicated requirements of discharge in LPM and power capacity in BHP Make: KSB, CRI, Kirtosker, Crompton Greeve, Lubi) Discharge Power Capacity Capacity (LPM) (BHP) | 1600 12.5 | Each | 120495
Sewerage and Drainage | 21.107.26 | Supplying, erection, testing and commissioning of Submersible motor pumping set non clog for sewerage having head 18.00 m as per the indicated requirements of discharge in LPM and power capacity in BHP Make: KSB, CRI, Kirtosker, Crompton Greeve, Lubi) Discharge Power Capacity Capacity (LPM) (BHP) | 1700 12.5 | Each | 120495
Sewerage and Drainage | 21.107.27 | Supplying, erection, testing and commissioning of Submersible motor pumping set non clog for sewerage having head 18.00 m as per the indicated requirements of discharge in LPM and power capacity in BHP Make: KSB, CRI, Kirtosker, Crompton Greeve, Lubi) Discharge Power Capacity Capacity (LPM) (BHP) | 1800 12.5 | Each | 120495
Sewerage and Drainage | 21.107.28 | Supplying, erection, testing and commissioning of Submersible motor pumping set non clog for sewerage having head 18.00 m as per the indicated requirements of discharge in LPM and power capacity in BHP Make: KSB, CRI, Kirtosker, Crompton Greeve, Lubi) Discharge Power Capacity Capacity (LPM) (BHP) | 1900 12.5 | Each | 120495
Sewerage and Drainage | 21.107.29 | Supplying, erection, testing and commissioning of Submersible motor pumping set non clog for sewerage having head 18.00 m as per the indicated requirements of discharge in LPM and power capacity in BHP Make: KSB, CRI, Kirtosker, Crompton Greeve, Lubi) Discharge Power Capacity Capacity (LPM) (BHP) | 2000 15 | Each | 184898
Sewerage and Drainage | 21.107.30 | Supplying, erection, testing and commissioning of Submersible motor pumping set non clog for sewerage having head 18.00 m as per the indicated requirements of discharge in LPM and power capacity in BHP Make: KSB, CRI, Kirtosker, Crompton Greeve, Lubi) Discharge Power Capacity Capacity (LPM) (BHP) | 2100 15 | Each | 184898
Sewerage and Drainage | 21.107.31 | Supplying, erection, testing and commissioning of Submersible motor pumping set non clog for sewerage having head 18.00 m as per the indicated requirements of discharge in LPM and power capacity in BHP Make: KSB, CRI, Kirtosker, Crompton Greeve, Lubi) Discharge Power Capacity Capacity (LPM) (BHP) | 2200 15 | Each | 184898
Sewerage and Drainage | 21.107.32 | Supplying, erection, testing and commissioning of Submersible motor pumping set non clog for sewerage having head 18.00 m as per the indicated requirements of discharge in LPM and power capacity in BHP Make: KSB, CRI, Kirtosker, Crompton Greeve, Lubi) Discharge Power Capacity Capacity (LPM) (BHP) | 2300 15 | Each | 184898
Sewerage and Drainage | 21.107.33 | Supplying, erection, testing and commissioning of Submersible motor pumping set non clog for sewerage having head 18.00 m as per the indicated requirements of discharge in LPM and power capacity in BHP Make: KSB, CRI, Kirtosker, Crompton Greeve, Lubi) Discharge Power Capacity Capacity (LPM) (BHP) | 2400 17.5 | Each | 213983
Sewerage and Drainage | 21.107.34 | Supplying, erection, testing and commissioning of Submersible motor pumping set non clog for sewerage having head 18.00 m as per the indicated requirements of discharge in LPM and power capacity in BHP Make: KSB, CRI, Kirtosker, Crompton Greeve, Lubi) Discharge Power Capacity Capacity (LPM) (BHP) | 2500 17.5 | Each | 213983
Sewerage and Drainage | 21.107.35 | Supplying, erection, testing and commissioning of Submersible motor pumping set non clog for sewerage having head 18.00 m as per the indicated requirements of discharge in LPM and power capacity in BHP Make: KSB, CRI, Kirtosker, Crompton Greeve, Lubi) Discharge Power Capacity Capacity (LPM) (BHP) | 2600 17.5 | Each | 213983
Sewerage and Drainage | 21.107.36 | Supplying, erection, testing and commissioning of Submersible motor pumping set non clog for sewerage having head 18.00 m as per the indicated requirements of discharge in LPM and power capacity in BHP Make: KSB, CRI, Kirtosker, Crompton Greeve, Lubi) Discharge Power Capacity Capacity (LPM) (BHP) | 2700 20 | Each | 275269
Sewerage and Drainage | 21.107.37 | Supplying, erection, testing and commissioning of Submersible motor pumping set non clog for sewerage having head 18.00 m as per the indicated requirements of discharge in LPM and power capacity in BHP Make: KSB, CRI, Kirtosker, Crompton Greeve, Lubi) Discharge Power Capacity Capacity (LPM) (BHP) | 2800 20 | Each | 275269
Sewerage and Drainage | 21.107.38 | Supplying, erection, testing and commissioning of Submersible motor pumping set non clog for sewerage having head 18.00 m as per the indicated requirements of discharge in LPM and power capacity in BHP Make: KSB, CRI, Kirtosker, Crompton Greeve, Lubi) Discharge Power Capacity Capacity (LPM) (BHP) | 2900 20 | Each | 275269
Sewerage and Drainage | 21.107.39 | Supplying, erection, testing and commissioning of Submersible motor pumping set non clog for sewerage having head 18.00 m as per the indicated requirements of discharge in LPM and power capacity in BHP Make: KSB, CRI, Kirtosker, Crompton Greeve, Lubi) Discharge Power Capacity Capacity (LPM) (BHP) | 3000 20 | Each | 275269
Sewerage and Drainage | 21.107.40 | Supplying, erection, testing and commissioning of Submersible motor pumping set non clog for sewerage having head 18.00 m as per the indicated requirements of discharge in LPM and power capacity in BHP Make: KSB, CRI, Kirtosker, Crompton Greeve, Lubi) Discharge Power Capacity Capacity (LPM) (BHP) | 3100 20 | Each | 275269
Sewerage and Drainage | 21.107.41 | Supplying, erection, testing and commissioning of Submersible motor pumping set non clog for sewerage having head 18.00 m as per the indicated requirements of discharge in LPM and power capacity in BHP Make: KSB, CRI, Kirtosker, Crompton Greeve, Lubi) Discharge Power Capacity Capacity (LPM) (BHP) | 3200 22.5 | Each | 278385
Sewerage and Drainage | 21.107.42 | Supplying, erection, testing and commissioning of Submersible motor pumping set non clog for sewerage having head 18.00 m as per the indicated requirements of discharge in LPM and power capacity in BHP Make: KSB, CRI, Kirtosker, Crompton Greeve, Lubi) Discharge Power Capacity Capacity (LPM) (BHP) | 3300 22.5 | Each | 278385
Sewerage and Drainage | 21.107.43 | Supplying, erection, testing and commissioning of Submersible motor pumping set non clog for sewerage having head 18.00 m as per the indicated requirements of discharge in LPM and power capacity in BHP Make: KSB, CRI, Kirtosker, Crompton Greeve, Lubi) Discharge Power Capacity Capacity (LPM) (BHP) | 3400 22.5 | Each | 278385
Sewerage and Drainage | 21.107.44 | Supplying, erection, testing and commissioning of Submersible motor pumping set non clog for sewerage having head 18.00 m as per the indicated requirements of discharge in LPM and power capacity in BHP Make: KSB, CRI, Kirtosker, Crompton Greeve, Lubi) Discharge Power Capacity Capacity (LPM) (BHP) | 3500 25 | Each | 296044
Sewerage and Drainage | 21.107.45 | Supplying, erection, testing and commissioning of Submersible motor pumping set non clog for sewerage having head 18.00 m as per the indicated requirements of discharge in LPM and power capacity in BHP Make: KSB, CRI, Kirtosker, Crompton Greeve, Lubi) Discharge Power Capacity Capacity (LPM) (BHP) | 3600 25 | Each | 296044
Sewerage and Drainage | 21.107.46 | Supplying, erection, testing and commissioning of Submersible motor pumping set non clog for sewerage having head 18.00 m as per the indicated requirements of discharge in LPM and power capacity in BHP Make: KSB, CRI, Kirtosker, Crompton Greeve, Lubi) Discharge Power Capacity Capacity (LPM) (BHP) | 3700 25 | Each | 296044
Sewerage and Drainage | 21.107.47 | Supplying, erection, testing and commissioning of Submersible motor pumping set non clog for sewerage having head 18.00 m as per the indicated requirements of discharge in LPM and power capacity in BHP Make: KSB, CRI, Kirtosker, Crompton Greeve, Lubi) Discharge Power Capacity Capacity (LPM) (BHP) | 3800 25 | Each | 296044
Sewerage and Drainage | 21.107.48 | Supplying, erection, testing and commissioning of Submersible motor pumping set non clog for sewerage having head 18.00 m as per the indicated requirements of discharge in LPM and power capacity in BHP Make: KSB, CRI, Kirtosker, Crompton Greeve, Lubi) Discharge Power Capacity Capacity (LPM) (BHP) | 3900 27.5 | Each | 312664
Sewerage and Drainage | 21.107.49 | Supplying, erection, testing and commissioning of Submersible motor pumping set non clog for sewerage having head 18.00 m as per the indicated requirements of discharge in LPM and power capacity in BHP Make: KSB, CRI, Kirtosker, Crompton Greeve, Lubi) Discharge Power Capacity Capacity (LPM) (BHP) | 4000 27.5 | Each | 312664
Sewerage and Drainage | 21.107.50 | Supplying, erection, testing and commissioning of Submersible motor pumping set non clog for sewerage having head 18.00 m as per the indicated requirements of discharge in LPM and power capacity in BHP Make: KSB, CRI, Kirtosker, Crompton Greeve, Lubi) Discharge Power Capacity Capacity (LPM) (BHP) | 4100 27.5 | Each | 312664
Sewerage and Drainage | 21.107.51 | Supplying, erection, testing and commissioning of Submersible motor pumping set non clog for sewerage having head 18.00 m as per the indicated requirements of discharge in LPM and power capacity in BHP Make: KSB, CRI, Kirtosker, Crompton Greeve, Lubi) Discharge Power Capacity Capacity (LPM) (BHP) | 4200 30 | Each | 327207
Sewerage and Drainage | 21.107.52 | Supplying, erection, testing and commissioning of Submersible motor pumping set non clog for sewerage having head 18.00 m as per the indicated requirements of discharge in LPM and power capacity in BHP Make: KSB, CRI, Kirtosker, Crompton Greeve, Lubi) Discharge Power Capacity Capacity (LPM) (BHP) | 4300 30 | Each | 327207
Sewerage and Drainage | 21.107.53 | Supplying, erection, testing and commissioning of Submersible motor pumping set non clog for sewerage having head 18.00 m as per the indicated requirements of discharge in LPM and power capacity in BHP Make: KSB, CRI, Kirtosker, Crompton Greeve, Lubi) Discharge Power Capacity Capacity (LPM) (BHP) | 4400 30 | Each | 327207
Sewerage and Drainage | 21.107.54 | Supplying, erection, testing and commissioning of Submersible motor pumping set non clog for sewerage having head 18.00 m as per the indicated requirements of discharge in LPM and power capacity in BHP Make: KSB, CRI, Kirtosker, Crompton Greeve, Lubi) Discharge Power Capacity Capacity (LPM) (BHP) | 4500 30 | Each | 327207
Sewerage and Drainage | 21.107.55 | Supplying, erection, testing and commissioning of Submersible motor pumping set non clog for sewerage having head 18.00 m as per the indicated requirements of discharge in LPM and power capacity in BHP Make: KSB, CRI, Kirtosker, Crompton Greeve, Lubi) Discharge Power Capacity Capacity (LPM) (BHP) | 4600 30 | Each | 327207
Sewerage and Drainage | 21.107.56 | Supplying, erection, testing and commissioning of Submersible motor pumping set non clog for sewerage having head 18.00 m as per the indicated requirements of discharge in LPM and power capacity in BHP Make: KSB, CRI, Kirtosker, Crompton Greeve, Lubi) Discharge Power Capacity Capacity (LPM) (BHP) | 4700 35 | Each | 377067
Sewerage and Drainage | 21.107.57 | Supplying, erection, testing and commissioning of Submersible motor pumping set non clog for sewerage having head 18.00 m as per the indicated requirements of discharge in LPM and power capacity in BHP Make: KSB, CRI, Kirtosker, Crompton Greeve, Lubi) Discharge Power Capacity Capacity (LPM) (BHP) | 4800 35 | Each | 377067
Sewerage and Drainage | 21.107.58 | Supplying, erection, testing and commissioning of Submersible motor pumping set non clog for sewerage having head 18.00 m as per the indicated requirements of discharge in LPM and power capacity in BHP Make: KSB, CRI, Kirtosker, Crompton Greeve, Lubi) Discharge Power Capacity Capacity (LPM) (BHP) | 4900 35 | Each | 377067
Sewerage and Drainage | 21.107.59 | Supplying, erection, testing and commissioning of Submersible motor pumping set non clog for sewerage having head 18.00 m as per the indicated requirements of discharge in LPM and power capacity in BHP Make: KSB, CRI, Kirtosker, Crompton Greeve, Lubi) Discharge Power Capacity Capacity (LPM) (BHP) | 5000 35 | Each | 377067
Sewerage and Drainage | 21.107.60 | Supplying, erection, testing and commissioning of Submersible motor pumping set non clog for sewerage having head 18.00 m as per the indicated requirements of discharge in LPM and power capacity in BHP Make: KSB, CRI, Kirtosker, Crompton Greeve, Lubi) Discharge Power Capacity Capacity (LPM) (BHP) | 5100 35 | Each | 377067
Sewerage and Drainage | 21.107.61 | Supplying, erection, testing and commissioning of Submersible motor pumping set non clog for sewerage having head 18.00 m as per the indicated requirements of discharge in LPM and power capacity in BHP Make: KSB, CRI, Kirtosker, Crompton Greeve, Lubi) Discharge Power Capacity Capacity (LPM) (BHP) | 5200 35 | Each | 377067
Sewerage and Drainage | 21.107.62 | Supplying, erection, testing and commissioning of Submersible motor pumping set non clog for sewerage having head 18.00 m as per the indicated requirements of discharge in LPM and power capacity in BHP Make: KSB, CRI, Kirtosker, Crompton Greeve, Lubi) Discharge Power Capacity Capacity (LPM) (BHP) | 5300 35 | Each | 377067
Sewerage and Drainage | 21.107.63 | Supplying, erection, testing and commissioning of Submersible motor pumping set non clog for sewerage having head 18.00 m as per the indicated requirements of discharge in LPM and power capacity in BHP Make: KSB, CRI, Kirtosker, Crompton Greeve, Lubi) Discharge Power Capacity Capacity (LPM) (BHP) | 5400 40 | Each | 410307
Sewerage and Drainage | 21.107.64 | Supplying, erection, testing and commissioning of Submersible motor pumping set non clog for sewerage having head 18.00 m as per the indicated requirements of discharge in LPM and power capacity in BHP Make: KSB, CRI, Kirtosker, Crompton Greeve, Lubi) Discharge Power Capacity Capacity (LPM) (BHP) | 5500 40 | Each | 410307
Sewerage and Drainage | 21.107.65 | Supplying, erection, testing and commissioning of Submersible motor pumping set non clog for sewerage having head 18.00 m as per the indicated requirements of discharge in LPM and power capacity in BHP Make: KSB, CRI, Kirtosker, Crompton Greeve, Lubi) Discharge Power Capacity Capacity (LPM) (BHP) | 5600 40 | Each | 410307
Sewerage and Drainage | 21.107.66 | Supplying, erection, testing and commissioning of Submersible motor pumping set non clog for sewerage having head 18.00 m as per the indicated requirements of discharge in LPM and power capacity in BHP Make: KSB, CRI, Kirtosker, Crompton Greeve, Lubi) Discharge Power Capacity Capacity (LPM) (BHP) | 5700 40 | Each | 410307
Sewerage and Drainage | 21.107.67 | Supplying, erection, testing and commissioning of Submersible motor pumping set non clog for sewerage having head 18.00 m as per the indicated requirements of discharge in LPM and power capacity in BHP Make: KSB, CRI, Kirtosker, Crompton Greeve, Lubi) Discharge Power Capacity Capacity (LPM) (BHP) | 5800 40 | Each | 410307
Sewerage and Drainage | 21.107.68 | Supplying, erection, testing and commissioning of Submersible motor pumping set non clog for sewerage having head 18.00 m as per the indicated requirements of discharge in LPM and power capacity in BHP Make: KSB, CRI, Kirtosker, Crompton Greeve, Lubi) Discharge Power Capacity Capacity (LPM) (BHP) | 5900 40 | Each | 410307
Sewerage and Drainage | 21.107.69 | Supplying, erection, testing and commissioning of Submersible motor pumping set non clog for sewerage having head 18.00 m as per the indicated requirements of discharge in LPM and power capacity in BHP Make: KSB, CRI, Kirtosker, Crompton Greeve, Lubi) Discharge Power Capacity Capacity (LPM) (BHP) | 6000 40 | Each | 410307
Sewerage and Drainage | 21.107.70 | Supplying, erection, testing and commissioning of Submersible motor pumping set non clog for sewerage having head 18.00 m as per the indicated requirements of discharge in LPM and power capacity in BHP Make: KSB, CRI, Kirtosker, Crompton Greeve, Lubi) Discharge Power Capacity Capacity (LPM) (BHP) | 6100 40 | Each | 410307
Sewerage and Drainage | 21.108.4 | Supplying, erection, testing and commissioning of Submersible motor pumping set non clog for sewerage having head 20.00 m as per the indicated requirements of discharge in LPM and power capacity in BHP Make: KSB, CRI, Kirlosker, Crompton Greeve, Lubi) Discharge Power Capacity Capacity (LPM) (BHP) | 150 1 | Each | 35318
Sewerage and Drainage | 21.108.5 | Supplying, erection, testing and commissioning of Submersible motor pumping set non clog for sewerage having head 20.00 m as per the indicated requirements of discharge in LPM and power capacity in BHP Make: KSB, CRI, Kirlosker, Crompton Greeve, Lubi) Discharge Power Capacity Capacity (LPM) (BHP) | 200 2 | Each | 61286
Sewerage and Drainage | 21.108.6 | Supplying, erection, testing and commissioning of Submersible motor pumping set non clog for sewerage having head 20.00 m as per the indicated requirements of discharge in LPM and power capacity in BHP Make: KSB, CRI, Kirlosker, Crompton Greeve, Lubi) Discharge Power Capacity Capacity (LPM) (BHP) | 250 2 | Each | 61286
Sewerage and Drainage | 21.108.7 | Supplying, erection, testing and commissioning of Submersible motor pumping set non clog for sewerage having head 20.00 m as per the indicated requirements of discharge in LPM and power capacity in BHP Make: KSB, CRI, Kirlosker, Crompton Greeve, Lubi) Discharge Power Capacity Capacity (LPM) (BHP) | 300 2.5 | Each | 61286
Sewerage and Drainage | 21.108.8 | Supplying, erection, testing and commissioning of Submersible motor pumping set non clog for sewerage having head 20.00 m as per the indicated requirements of discharge in LPM and power capacity in BHP Make: KSB, CRI, Kirlosker, Crompton Greeve, Lubi) Discharge Power Capacity Capacity (LPM) (BHP) | 400 3 | Each | 66480
Sewerage and Drainage | 21.108.9 | Supplying, erection, testing and commissioning of Submersible motor pumping set non clog for sewerage having head 20.00 m as per the indicated requirements of discharge in LPM and power capacity in BHP Make: KSB, CRI, Kirlosker, Crompton Greeve, Lubi) Discharge Power Capacity Capacity (LPM) (BHP) | 450 3 | Each | 66480
Sewerage and Drainage | 21.108.10 | Supplying, erection, testing and commissioning of Submersible motor pumping set non clog for sewerage having head 20.00 m as per the indicated requirements of discharge in LPM and power capacity in BHP Make: KSB, CRI, Kirlosker, Crompton Greeve, Lubi) Discharge Power Capacity Capacity (LPM) (BHP) | 500 5 | Each | 71674
Sewerage and Drainage | 21.108.11 | Supplying, erection, testing and commissioning of Submersible motor pumping set non clog for sewerage having head 20.00 m as per the indicated requirements of discharge in LPM and power capacity in BHP Make: KSB, CRI, Kirlosker, Crompton Greeve, Lubi) Discharge Power Capacity Capacity (LPM) (BHP) | 600 5 | Each | 71674
Sewerage and Drainage | 21.108.12 | Supplying, erection, testing and commissioning of Submersible motor pumping set non clog for sewerage having head 20.00 m as per the indicated requirements of discharge in LPM and power capacity in BHP Make: KSB, CRI, Kirlosker, Crompton Greeve, Lubi) Discharge Power Capacity Capacity (LPM) (BHP) | 620 5 | Each | 71674
Sewerage and Drainage | 21.108.13 | Supplying, erection, testing and commissioning of Submersible motor pumping set non clog for sewerage having head 20.00 m as per the indicated requirements of discharge in LPM and power capacity in BHP Make: KSB, CRI, Kirlosker, Crompton Greeve, Lubi) Discharge Power Capacity Capacity (LPM) (BHP) | 650 5 | Each | 71674
Sewerage and Drainage | 21.108.14 | Supplying, erection, testing and commissioning of Submersible motor pumping set non clog for sewerage having head 20.00 m as per the indicated requirements of discharge in LPM and power capacity in BHP Make: KSB, CRI, Kirlosker, Crompton Greeve, Lubi) Discharge Power Capacity Capacity (LPM) (BHP) | 700 5 | Each | 71674
Sewerage and Drainage | 21.108.15 | Supplying, erection, testing and commissioning of Submersible motor pumping set non clog for sewerage having head 20.00 m as per the indicated requirements of discharge in LPM and power capacity in BHP Make: KSB, CRI, Kirlosker, Crompton Greeve, Lubi) Discharge Power Capacity Capacity (LPM) (BHP) | 750 7.5 | Each | 92449
Sewerage and Drainage | 21.108.16 | Supplying, erection, testing and commissioning of Submersible motor pumping set non clog for sewerage having head 20.00 m as per the indicated requirements of discharge in LPM and power capacity in BHP Make: KSB, CRI, Kirlosker, Crompton Greeve, Lubi) Discharge Power Capacity Capacity (LPM) (BHP) | 800 7.5 | Each | 92449
Sewerage and Drainage | 21.108.17 | Supplying, erection, testing and commissioning of Submersible motor pumping set non clog for sewerage having head 20.00 m as per the indicated requirements of discharge in LPM and power capacity in BHP Make: KSB, CRI, Kirlosker, Crompton Greeve, Lubi) Discharge Power Capacity Capacity (LPM) (BHP) | 900 7.5 | Each | 92449
Sewerage and Drainage | 21.108.18 | Supplying, erection, testing and commissioning of Submersible motor pumping set non clog for sewerage having head 20.00 m as per the indicated requirements of discharge in LPM and power capacity in BHP Make: KSB, CRI, Kirlosker, Crompton Greeve, Lubi) Discharge Power Capacity Capacity (LPM) (BHP) | 1000 7.5 | Each | 92449
Sewerage and Drainage | 21.108.19 | Supplying, erection, testing and commissioning of Submersible motor pumping set non clog for sewerage having head 20.00 m as per the indicated requirements of discharge in LPM and power capacity in BHP Make: KSB, CRI, Kirlosker, Crompton Greeve, Lubi) Discharge Power Capacity Capacity (LPM) (BHP) | 1100 10 | Each | 101798
Sewerage and Drainage | 21.108.20 | Supplying, erection, testing and commissioning of Submersible motor pumping set non clog for sewerage having head 20.00 m as per the indicated requirements of discharge in LPM and power capacity in BHP Make: KSB, CRI, Kirlosker, Crompton Greeve, Lubi) Discharge Power Capacity Capacity (LPM) (BHP) | 1200 10 | Each | 101798
Sewerage and Drainage | 21.108.21 | Supplying, erection, testing and commissioning of Submersible motor pumping set non clog for sewerage having head 20.00 m as per the indicated requirements of discharge in LPM and power capacity in BHP Make: KSB, CRI, Kirlosker, Crompton Greeve, Lubi) Discharge Power Capacity Capacity (LPM) (BHP) | 1250 10 | Each | 101798
Sewerage and Drainage | 21.108.22 | Supplying, erection, testing and commissioning of Submersible motor pumping set non clog for sewerage having head 20.00 m as per the indicated requirements of discharge in LPM and power capacity in BHP Make: KSB, CRI, Kirlosker, Crompton Greeve, Lubi) Discharge Power Capacity Capacity (LPM) (BHP) | 1300 10 | Each | 101798
Sewerage and Drainage | 21.108.23 | Supplying, erection, testing and commissioning of Submersible motor pumping set non clog for sewerage having head 20.00 m as per the indicated requirements of discharge in LPM and power capacity in BHP Make: KSB, CRI, Kirlosker, Crompton Greeve, Lubi) Discharge Power Capacity Capacity (LPM) (BHP) | 1400 10 | Each | 101798
Sewerage and Drainage | 21.108.24 | Supplying, erection, testing and commissioning of Submersible motor pumping set non clog for sewerage having head 20.00 m as per the indicated requirements of discharge in LPM and power capacity in BHP Make: KSB, CRI, Kirlosker, Crompton Greeve, Lubi) Discharge Power Capacity Capacity (LPM) (BHP) | 1500 12.5 | Each | 120495
Sewerage and Drainage | 21.108.25 | Supplying, erection, testing and commissioning of Submersible motor pumping set non clog for sewerage having head 20.00 m as per the indicated requirements of discharge in LPM and power capacity in BHP Make: KSB, CRI, Kirlosker, Crompton Greeve, Lubi) Discharge Power Capacity Capacity (LPM) (BHP) | 1600 12.5 | Each | 120495
Sewerage and Drainage | 21.108.26 | Supplying, erection, testing and commissioning of Submersible motor pumping set non clog for sewerage having head 20.00 m as per the indicated requirements of discharge in LPM and power capacity in BHP Make: KSB, CRI, Kirlosker, Crompton Greeve, Lubi) Discharge Power Capacity Capacity (LPM) (BHP) | 1700 12.5 | Each | 120495
Sewerage and Drainage | 21.108.27 | Supplying, erection, testing and commissioning of Submersible motor pumping set non clog for sewerage having head 20.00 m as per the indicated requirements of discharge in LPM and power capacity in BHP Make: KSB, CRI, Kirlosker, Crompton Greeve, Lubi) Discharge Power Capacity Capacity (LPM) (BHP) | 1800 15 | Each | 184898
Sewerage and Drainage | 21.108.28 | Supplying, erection, testing and commissioning of Submersible motor pumping set non clog for sewerage having head 20.00 m as per the indicated requirements of discharge in LPM and power capacity in BHP Make: KSB, CRI, Kirlosker, Crompton Greeve, Lubi) Discharge Power Capacity Capacity (LPM) (BHP) | 1900 15 | Each | 184898
Sewerage and Drainage | 21.108.29 | Supplying, erection, testing and commissioning of Submersible motor pumping set non clog for sewerage having head 20.00 m as per the indicated requirements of discharge in LPM and power capacity in BHP Make: KSB, CRI, Kirlosker, Crompton Greeve, Lubi) Discharge Power Capacity Capacity (LPM) (BHP) | 2000 15 | Each | 184898
Sewerage and Drainage | 21.108.30 | Supplying, erection, testing and commissioning of Submersible motor pumping set non clog for sewerage having head 20.00 m as per the indicated requirements of discharge in LPM and power capacity in BHP Make: KSB, CRI, Kirlosker, Crompton Greeve, Lubi) Discharge Power Capacity Capacity (LPM) (BHP) | 2100 15 | Each | 184898
Sewerage and Drainage | 21.108.31 | Supplying, erection, testing and commissioning of Submersible motor pumping set non clog for sewerage having head 20.00 m as per the indicated requirements of discharge in LPM and power capacity in BHP Make: KSB, CRI, Kirlosker, Crompton Greeve, Lubi) Discharge Power Capacity Capacity (LPM) (BHP) | 2200 17.5 | Each | 213983
Sewerage and Drainage | 21.108.32 | Supplying, erection, testing and commissioning of Submersible motor pumping set non clog for sewerage having head 20.00 m as per the indicated requirements of discharge in LPM and power capacity in BHP Make: KSB, CRI, Kirlosker, Crompton Greeve, Lubi) Discharge Power Capacity Capacity (LPM) (BHP) | 2300 17.5 | Each | 213983
Sewerage and Drainage | 21.108.33 | Supplying, erection, testing and commissioning of Submersible motor pumping set non clog for sewerage having head 20.00 m as per the indicated requirements of discharge in LPM and power capacity in BHP Make: KSB, CRI, Kirlosker, Crompton Greeve, Lubi) Discharge Power Capacity Capacity (LPM) (BHP) | 2400 17.5 | Each | 213983
Sewerage and Drainage | 21.108.34 | Supplying, erection, testing and commissioning of Submersible motor pumping set non clog for sewerage having head 20.00 m as per the indicated requirements of discharge in LPM and power capacity in BHP Make: KSB, CRI, Kirlosker, Crompton Greeve, Lubi) Discharge Power Capacity Capacity (LPM) (BHP) | 2500 20 | Each | 275269
Sewerage and Drainage | 21.108.35 | Supplying, erection, testing and commissioning of Submersible motor pumping set non clog for sewerage having head 20.00 m as per the indicated requirements of discharge in LPM and power capacity in BHP Make: KSB, CRI, Kirlosker, Crompton Greeve, Lubi) Discharge Power Capacity Capacity (LPM) (BHP) | 2600 20 | Each | 275269
Sewerage and Drainage | 21.108.36 | Supplying, erection, testing and commissioning of Submersible motor pumping set non clog for sewerage having head 20.00 m as per the indicated requirements of discharge in LPM and power capacity in BHP Make: KSB, CRI, Kirlosker, Crompton Greeve, Lubi) Discharge Power Capacity Capacity (LPM) (BHP) | 2700 20 | Each | 275269
Sewerage and Drainage | 21.108.37 | Supplying, erection, testing and commissioning of Submersible motor pumping set non clog for sewerage having head 20.00 m as per the indicated requirements of discharge in LPM and power capacity in BHP Make: KSB, CRI, Kirlosker, Crompton Greeve, Lubi) Discharge Power Capacity Capacity (LPM) (BHP) | 2800 20 | Each | 275269
Sewerage and Drainage | 21.108.38 | Supplying, erection, testing and commissioning of Submersible motor pumping set non clog for sewerage having head 20.00 m as per the indicated requirements of discharge in LPM and power capacity in BHP Make: KSB, CRI, Kirlosker, Crompton Greeve, Lubi) Discharge Power Capacity Capacity (LPM) (BHP) | 2900 22.5 | Each | 278385
Sewerage and Drainage | 21.108.39 | Supplying, erection, testing and commissioning of Submersible motor pumping set non clog for sewerage having head 20.00 m as per the indicated requirements of discharge in LPM and power capacity in BHP Make: KSB, CRI, Kirlosker, Crompton Greeve, Lubi) Discharge Power Capacity Capacity (LPM) (BHP) | 3000 22.5 | Each | 278385
Sewerage and Drainage | 21.108.40 | Supplying, erection, testing and commissioning of Submersible motor pumping set non clog for sewerage having head 20.00 m as per the indicated requirements of discharge in LPM and power capacity in BHP Make: KSB, CRI, Kirlosker, Crompton Greeve, Lubi) Discharge Power Capacity Capacity (LPM) (BHP) | 3100 22.5 | Each | 278385
Sewerage and Drainage | 21.108.41 | Supplying, erection, testing and commissioning of Submersible motor pumping set non clog for sewerage having head 20.00 m as per the indicated requirements of discharge in LPM and power capacity in BHP Make: KSB, CRI, Kirlosker, Crompton Greeve, Lubi) Discharge Power Capacity Capacity (LPM) (BHP) | 3200 25 | Each | 296044
Sewerage and Drainage | 21.108.42 | Supplying, erection, testing and commissioning of Submersible motor pumping set non clog for sewerage having head 20.00 m as per the indicated requirements of discharge in LPM and power capacity in BHP Make: KSB, CRI, Kirlosker, Crompton Greeve, Lubi) Discharge Power Capacity Capacity (LPM) (BHP) | 3300 25 | Each | 296044
Sewerage and Drainage | 21.108.43 | Supplying, erection, testing and commissioning of Submersible motor pumping set non clog for sewerage having head 20.00 m as per the indicated requirements of discharge in LPM and power capacity in BHP Make: KSB, CRI, Kirlosker, Crompton Greeve, Lubi) Discharge Power Capacity Capacity (LPM) (BHP) | 3400 25 | Each | 296044
Sewerage and Drainage | 21.108.44 | Supplying, erection, testing and commissioning of Submersible motor pumping set non clog for sewerage having head 20.00 m as per the indicated requirements of discharge in LPM and power capacity in BHP Make: KSB, CRI, Kirlosker, Crompton Greeve, Lubi) Discharge Power Capacity Capacity (LPM) (BHP) | 3500 25 | Each | 296044
Sewerage and Drainage | 21.108.45 | Supplying, erection, testing and commissioning of Submersible motor pumping set non clog for sewerage having head 20.00 m as per the indicated requirements of discharge in LPM and power capacity in BHP Make: KSB, CRI, Kirlosker, Crompton Greeve, Lubi) Discharge Power Capacity Capacity (LPM) (BHP) | 3600 27.5 | Each | 312664
Sewerage and Drainage | 21.108.46 | Supplying, erection, testing and commissioning of Submersible motor pumping set non clog for sewerage having head 20.00 m as per the indicated requirements of discharge in LPM and power capacity in BHP Make: KSB, CRI, Kirlosker, Crompton Greeve, Lubi) Discharge Power Capacity Capacity (LPM) (BHP) | 3700 27.5 | Each | 312664
Sewerage and Drainage | 21.108.47 | Supplying, erection, testing and commissioning of Submersible motor pumping set non clog for sewerage having head 20.00 m as per the indicated requirements of discharge in LPM and power capacity in BHP Make: KSB, CRI, Kirlosker, Crompton Greeve, Lubi) Discharge Power Capacity Capacity (LPM) (BHP) | 3800 30 | Each | 327207
Sewerage and Drainage | 21.108.48 | Supplying, erection, testing and commissioning of Submersible motor pumping set non clog for sewerage having head 20.00 m as per the indicated requirements of discharge in LPM and power capacity in BHP Make: KSB, CRI, Kirlosker, Crompton Greeve, Lubi) Discharge Power Capacity Capacity (LPM) (BHP) | 3900 30 | Each | 327207
Sewerage and Drainage | 21.108.49 | Supplying, erection, testing and commissioning of Submersible motor pumping set non clog for sewerage having head 20.00 m as per the indicated requirements of discharge in LPM and power capacity in BHP Make: KSB, CRI, Kirlosker, Crompton Greeve, Lubi) Discharge Power Capacity Capacity (LPM) (BHP) | 4000 30 | Each | 327207
Sewerage and Drainage | 21.108.50 | Supplying, erection, testing and commissioning of Submersible motor pumping set non clog for sewerage having head 20.00 m as per the indicated requirements of discharge in LPM and power capacity in BHP Make: KSB, CRI, Kirlosker, Crompton Greeve, Lubi) Discharge Power Capacity Capacity (LPM) (BHP) | 4100 30 | Each | 327207
Sewerage and Drainage | 21.108.51 | Supplying, erection, testing and commissioning of Submersible motor pumping set non clog for sewerage having head 20.00 m as per the indicated requirements of discharge in LPM and power capacity in BHP Make: KSB, CRI, Kirlosker, Crompton Greeve, Lubi) Discharge Power Capacity Capacity (LPM) (BHP) | 4200 35 | Each | 377067
Sewerage and Drainage | 21.108.52 | Supplying, erection, testing and commissioning of Submersible motor pumping set non clog for sewerage having head 20.00 m as per the indicated requirements of discharge in LPM and power capacity in BHP Make: KSB, CRI, Kirlosker, Crompton Greeve, Lubi) Discharge Power Capacity Capacity (LPM) (BHP) | 4300 35 | Each | 377067
Sewerage and Drainage | 21.108.53 | Supplying, erection, testing and commissioning of Submersible motor pumping set non clog for sewerage having head 20.00 m as per the indicated requirements of discharge in LPM and power capacity in BHP Make: KSB, CRI, Kirlosker, Crompton Greeve, Lubi) Discharge Power Capacity Capacity (LPM) (BHP) | 4400 35 | Each | 377067
Sewerage and Drainage | 21.108.54 | Supplying, erection, testing and commissioning of Submersible motor pumping set non clog for sewerage having head 20.00 m as per the indicated requirements of discharge in LPM and power capacity in BHP Make: KSB, CRI, Kirlosker, Crompton Greeve, Lubi) Discharge Power Capacity Capacity (LPM) (BHP) | 4500 35 | Each | 377067
Sewerage and Drainage | 21.108.55 | Supplying, erection, testing and commissioning of Submersible motor pumping set non clog for sewerage having head 20.00 m as per the indicated requirements of discharge in LPM and power capacity in BHP Make: KSB, CRI, Kirlosker, Crompton Greeve, Lubi) Discharge Power Capacity Capacity (LPM) (BHP) | 4600 35 | Each | 377067
Sewerage and Drainage | 21.108.56 | Supplying, erection, testing and commissioning of Submersible motor pumping set non clog for sewerage having head 20.00 m as per the indicated requirements of discharge in LPM and power capacity in BHP Make: KSB, CRI, Kirlosker, Crompton Greeve, Lubi) Discharge Power Capacity Capacity (LPM) (BHP) | 4700 35 | Each | 377067
Sewerage and Drainage | 21.108.57 | Supplying, erection, testing and commissioning of Submersible motor pumping set non clog for sewerage having head 20.00 m as per the indicated requirements of discharge in LPM and power capacity in BHP Make: KSB, CRI, Kirlosker, Crompton Greeve, Lubi) Discharge Power Capacity Capacity (LPM) (BHP) | 4800 35 | Each | 377067
Sewerage and Drainage | 21.108.58 | Supplying, erection, testing and commissioning of Submersible motor pumping set non clog for sewerage having head 20.00 m as per the indicated requirements of discharge in LPM and power capacity in BHP Make: KSB, CRI, Kirlosker, Crompton Greeve, Lubi) Discharge Power Capacity Capacity (LPM) (BHP) | 4900 40 | Each | 410307
Sewerage and Drainage | 21.108.59 | Supplying, erection, testing and commissioning of Submersible motor pumping set non clog for sewerage having head 20.00 m as per the indicated requirements of discharge in LPM and power capacity in BHP Make: KSB, CRI, Kirlosker, Crompton Greeve, Lubi) Discharge Power Capacity Capacity (LPM) (BHP) | 5000 40 | Each | 410307
Sewerage and Drainage | 21.108.60 | Supplying, erection, testing and commissioning of Submersible motor pumping set non clog for sewerage having head 20.00 m as per the indicated requirements of discharge in LPM and power capacity in BHP Make: KSB, CRI, Kirlosker, Crompton Greeve, Lubi) Discharge Power Capacity Capacity (LPM) (BHP) | 5100 40 | Each | 410307
Sewerage and Drainage | 21.108.61 | Supplying, erection, testing and commissioning of Submersible motor pumping set non clog for sewerage having head 20.00 m as per the indicated requirements of discharge in LPM and power capacity in BHP Make: KSB, CRI, Kirlosker, Crompton Greeve, Lubi) Discharge Power Capacity Capacity (LPM) (BHP) | 5200 40 | Each | 410307
Sewerage and Drainage | 21.108.62 | Supplying, erection, testing and commissioning of Submersible motor pumping set non clog for sewerage having head 20.00 m as per the indicated requirements of discharge in LPM and power capacity in BHP Make: KSB, CRI, Kirlosker, Crompton Greeve, Lubi) Discharge Power Capacity Capacity (LPM) (BHP) | 5300 40 | Each | 410307
Sewerage and Drainage | 21.108.63 | Supplying, erection, testing and commissioning of Submersible motor pumping set non clog for sewerage having head 20.00 m as per the indicated requirements of discharge in LPM and power capacity in BHP Make: KSB, CRI, Kirlosker, Crompton Greeve, Lubi) Discharge Power Capacity Capacity (LPM) (BHP) | 5400 40 | Each | 410307
Sewerage and Drainage | 21.108.64 | Supplying, erection, testing and commissioning of Submersible motor pumping set non clog for sewerage having head 20.00 m as per the indicated requirements of discharge in LPM and power capacity in BHP Make: KSB, CRI, Kirlosker, Crompton Greeve, Lubi) Discharge Power Capacity Capacity (LPM) (BHP) | 5500 40 | Each | 410307
Sewerage and Drainage | 21.109.3 | Supplying, erection, testing and commissioning of Submersible motor pumping set non clog for sewerage having head 25.00 m as per the indicated requirements of discharge in LPM and power capacity in BHP Make: KSB, CRI, Kirtosker, Crompton Greeve, Lubi) Discharge Power Capacity Capacity (LPM) (BHP) | 100 1 | Each | 35318
Sewerage and Drainage | 21.109.4 | Supplying, erection, testing and commissioning of Submersible motor pumping set non clog for sewerage having head 25.00 m as per the indicated requirements of discharge in LPM and power capacity in BHP Make: KSB, CRI, Kirtosker, Crompton Greeve, Lubi) Discharge Power Capacity Capacity (LPM) (BHP) | 150 2 | Each | 61286
Sewerage and Drainage | 21.109.5 | Supplying, erection, testing and commissioning of Submersible motor pumping set non clog for sewerage having head 25.00 m as per the indicated requirements of discharge in LPM and power capacity in BHP Make: KSB, CRI, Kirtosker, Crompton Greeve, Lubi) Discharge Power Capacity Capacity (LPM) (BHP) | 200 2 | Each | 61286
Sewerage and Drainage | 21.109.6 | Supplying, erection, testing and commissioning of Submersible motor pumping set non clog for sewerage having head 25.00 m as per the indicated requirements of discharge in LPM and power capacity in BHP Make: KSB, CRI, Kirtosker, Crompton Greeve, Lubi) Discharge Power Capacity Capacity (LPM) (BHP) | 250 2.5 | Each | 61286
Sewerage and Drainage | 21.109.7 | Supplying, erection, testing and commissioning of Submersible motor pumping set non clog for sewerage having head 25.00 m as per the indicated requirements of discharge in LPM and power capacity in BHP Make: KSB, CRI, Kirtosker, Crompton Greeve, Lubi) Discharge Power Capacity Capacity (LPM) (BHP) | 300 3 | Each | 66480
Sewerage and Drainage | 21.109.8 | Supplying, erection, testing and commissioning of Submersible motor pumping set non clog for sewerage having head 25.00 m as per the indicated requirements of discharge in LPM and power capacity in BHP Make: KSB, CRI, Kirtosker, Crompton Greeve, Lubi) Discharge Power Capacity Capacity (LPM) (BHP) | 400 5 | Each | 71674
Sewerage and Drainage | 21.109.9 | Supplying, erection, testing and commissioning of Submersible motor pumping set non clog for sewerage having head 25.00 m as per the indicated requirements of discharge in LPM and power capacity in BHP Make: KSB, CRI, Kirtosker, Crompton Greeve, Lubi) Discharge Power Capacity Capacity (LPM) (BHP) | 450 5 | Each | 71674
Sewerage and Drainage | 21.109.10 | Supplying, erection, testing and commissioning of Submersible motor pumping set non clog for sewerage having head 25.00 m as per the indicated requirements of discharge in LPM and power capacity in BHP Make: KSB, CRI, Kirtosker, Crompton Greeve, Lubi) Discharge Power Capacity Capacity (LPM) (BHP) | 500 5 | Each | 71674
Sewerage and Drainage | 21.109.11 | Supplying, erection, testing and commissioning of Submersible motor pumping set non clog for sewerage having head 25.00 m as per the indicated requirements of discharge in LPM and power capacity in BHP Make: KSB, CRI, Kirtosker, Crompton Greeve, Lubi) Discharge Power Capacity Capacity (LPM) (BHP) | 600 5 | Each | 71674
Sewerage and Drainage | 21.109.12 | Supplying, erection, testing and commissioning of Submersible motor pumping set non clog for sewerage having head 25.00 m as per the indicated requirements of discharge in LPM and power capacity in BHP Make: KSB, CRI, Kirtosker, Crompton Greeve, Lubi) Discharge Power Capacity Capacity (LPM) (BHP) | 620 5 | Each | 71674
Sewerage and Drainage | 21.109.13 | Supplying, erection, testing and commissioning of Submersible motor pumping set non clog for sewerage having head 25.00 m as per the indicated requirements of discharge in LPM and power capacity in BHP Make: KSB, CRI, Kirtosker, Crompton Greeve, Lubi) Discharge Power Capacity Capacity (LPM) (BHP) | 650 7.5 | Each | 92449
Sewerage and Drainage | 21.109.14 | Supplying, erection, testing and commissioning of Submersible motor pumping set non clog for sewerage having head 25.00 m as per the indicated requirements of discharge in LPM and power capacity in BHP Make: KSB, CRI, Kirtosker, Crompton Greeve, Lubi) Discharge Power Capacity Capacity (LPM) (BHP) | 700 7.5 | Each | 92449
Sewerage and Drainage | 21.109.15 | Supplying, erection, testing and commissioning of Submersible motor pumping set non clog for sewerage having head 25.00 m as per the indicated requirements of discharge in LPM and power capacity in BHP Make: KSB, CRI, Kirtosker, Crompton Greeve, Lubi) Discharge Power Capacity Capacity (LPM) (BHP) | 750 7.5 | Each | 92449
Sewerage and Drainage | 21.109.16 | Supplying, erection, testing and commissioning of Submersible motor pumping set non clog for sewerage having head 25.00 m as per the indicated requirements of discharge in LPM and power capacity in BHP Make: KSB, CRI, Kirtosker, Crompton Greeve, Lubi) Discharge Power Capacity Capacity (LPM) (BHP) | 800 7.5 | Each | 92449
Sewerage and Drainage | 21.109.17 | Supplying, erection, testing and commissioning of Submersible motor pumping set non clog for sewerage having head 25.00 m as per the indicated requirements of discharge in LPM and power capacity in BHP Make: KSB, CRI, Kirtosker, Crompton Greeve, Lubi) Discharge Power Capacity Capacity (LPM) (BHP) | 900 10 | Each | 101798
Sewerage and Drainage | 21.109.18 | Supplying, erection, testing and commissioning of Submersible motor pumping set non clog for sewerage having head 25.00 m as per the indicated requirements of discharge in LPM and power capacity in BHP Make: KSB, CRI, Kirtosker, Crompton Greeve, Lubi) Discharge Power Capacity Capacity (LPM) (BHP) | 1000 10 | Each | 101798
Sewerage and Drainage | 21.109.19 | Supplying, erection, testing and commissioning of Submersible motor pumping set non clog for sewerage having head 25.00 m as per the indicated requirements of discharge in LPM and power capacity in BHP Make: KSB, CRI, Kirtosker, Crompton Greeve, Lubi) Discharge Power Capacity Capacity (LPM) (BHP) | 1100 10 | Each | 101798
Sewerage and Drainage | 21.109.20 | Supplying, erection, testing and commissioning of Submersible motor pumping set non clog for sewerage having head 25.00 m as per the indicated requirements of discharge in LPM and power capacity in BHP Make: KSB, CRI, Kirtosker, Crompton Greeve, Lubi) Discharge Power Capacity Capacity (LPM) (BHP) | 1200 12.5 | Each | 120495
Sewerage and Drainage | 21.109.21 | Supplying, erection, testing and commissioning of Submersible motor pumping set non clog for sewerage having head 25.00 m as per the indicated requirements of discharge in LPM and power capacity in BHP Make: KSB, CRI, Kirtosker, Crompton Greeve, Lubi) Discharge Power Capacity Capacity (LPM) (BHP) | 1250 12.5 | Each | 120495
Sewerage and Drainage | 21.109.22 | Supplying, erection, testing and commissioning of Submersible motor pumping set non clog for sewerage having head 25.00 m as per the indicated requirements of discharge in LPM and power capacity in BHP Make: KSB, CRI, Kirtosker, Crompton Greeve, Lubi) Discharge Power Capacity Capacity (LPM) (BHP) | 1300 12.5 | Each | 120495
Sewerage and Drainage | 21.109.23 | Supplying, erection, testing and commissioning of Submersible motor pumping set non clog for sewerage having head 25.00 m as per the indicated requirements of discharge in LPM and power capacity in BHP Make: KSB, CRI, Kirtosker, Crompton Greeve, Lubi) Discharge Power Capacity Capacity (LPM) (BHP) | 1400 12.5 | Each | 120495
Sewerage and Drainage | 21.109.24 | Supplying, erection, testing and commissioning of Submersible motor pumping set non clog for sewerage having head 25.00 m as per the indicated requirements of discharge in LPM and power capacity in BHP Make: KSB, CRI, Kirtosker, Crompton Greeve, Lubi) Discharge Power Capacity Capacity (LPM) (BHP) | 1500 15 | Each | 184898
Sewerage and Drainage | 21.109.25 | Supplying, erection, testing and commissioning of Submersible motor pumping set non clog for sewerage having head 25.00 m as per the indicated requirements of discharge in LPM and power capacity in BHP Make: KSB, CRI, Kirtosker, Crompton Greeve, Lubi) Discharge Power Capacity Capacity (LPM) (BHP) | 1600 15 | Each | 184898
Sewerage and Drainage | 21.109.26 | Supplying, erection, testing and commissioning of Submersible motor pumping set non clog for sewerage having head 25.00 m as per the indicated requirements of discharge in LPM and power capacity in BHP Make: KSB, CRI, Kirtosker, Crompton Greeve, Lubi) Discharge Power Capacity Capacity (LPM) (BHP) | 1700 15 | Each | 184898
Sewerage and Drainage | 21.109.27 | Supplying, erection, testing and commissioning of Submersible motor pumping set non clog for sewerage having head 25.00 m as per the indicated requirements of discharge in LPM and power capacity in BHP Make: KSB, CRI, Kirtosker, Crompton Greeve, Lubi) Discharge Power Capacity Capacity (LPM) (BHP) | 1800 17.5 | Each | 213983
Sewerage and Drainage | 21.109.28 | Supplying, erection, testing and commissioning of Submersible motor pumping set non clog for sewerage having head 25.00 m as per the indicated requirements of discharge in LPM and power capacity in BHP Make: KSB, CRI, Kirtosker, Crompton Greeve, Lubi) Discharge Power Capacity Capacity (LPM) (BHP) | 1900 17.5 | Each | 213983
Sewerage and Drainage | 21.109.29 | Supplying, erection, testing and commissioning of Submersible motor pumping set non clog for sewerage having head 25.00 m as per the indicated requirements of discharge in LPM and power capacity in BHP Make: KSB, CRI, Kirtosker, Crompton Greeve, Lubi) Discharge Power Capacity Capacity (LPM) (BHP) | 2000 20 | Each | 275269
Sewerage and Drainage | 21.109.30 | Supplying, erection, testing and commissioning of Submersible motor pumping set non clog for sewerage having head 25.00 m as per the indicated requirements of discharge in LPM and power capacity in BHP Make: KSB, CRI, Kirtosker, Crompton Greeve, Lubi) Discharge Power Capacity Capacity (LPM) (BHP) | 2100 20 | Each | 275269
Sewerage and Drainage | 21.109.31 | Supplying, erection, testing and commissioning of Submersible motor pumping set non clog for sewerage having head 25.00 m as per the indicated requirements of discharge in LPM and power capacity in BHP Make: KSB, CRI, Kirtosker, Crompton Greeve, Lubi) Discharge Power Capacity Capacity (LPM) (BHP) | 2200 20 | Each | 275269
Sewerage and Drainage | 21.109.32 | Supplying, erection, testing and commissioning of Submersible motor pumping set non clog for sewerage having head 25.00 m as per the indicated requirements of discharge in LPM and power capacity in BHP Make: KSB, CRI, Kirtosker, Crompton Greeve, Lubi) Discharge Power Capacity Capacity (LPM) (BHP) | 2300 22.5 | Each | 343307
Sewerage and Drainage | 21.109.33 | Supplying, erection, testing and commissioning of Submersible motor pumping set non clog for sewerage having head 25.00 m as per the indicated requirements of discharge in LPM and power capacity in BHP Make: KSB, CRI, Kirtosker, Crompton Greeve, Lubi) Discharge Power Capacity Capacity (LPM) (BHP) | 2400 22.5 | Each | 343307
Sewerage and Drainage | 21.109.34 | Supplying, erection, testing and commissioning of Submersible motor pumping set non clog for sewerage having head 25.00 m as per the indicated requirements of discharge in LPM and power capacity in BHP Make: KSB, CRI, Kirtosker, Crompton Greeve, Lubi) Discharge Power Capacity Capacity (LPM) (BHP) | 2500 25 | Each | 296044
Sewerage and Drainage | 21.109.35 | Supplying, erection, testing and commissioning of Submersible motor pumping set non clog for sewerage having head 25.00 m as per the indicated requirements of discharge in LPM and power capacity in BHP Make: KSB, CRI, Kirtosker, Crompton Greeve, Lubi) Discharge Power Capacity Capacity (LPM) (BHP) | 2600 25 | Each | 296044
Sewerage and Drainage | 21.109.36 | Supplying, erection, testing and commissioning of Submersible motor pumping set non clog for sewerage having head 25.00 m as per the indicated requirements of discharge in LPM and power capacity in BHP Make: KSB, CRI, Kirtosker, Crompton Greeve, Lubi) Discharge Power Capacity Capacity (LPM) (BHP) | 2700 25 | Each | 296044
Sewerage and Drainage | 21.109.37 | Supplying, erection, testing and commissioning of Submersible motor pumping set non clog for sewerage having head 25.00 m as per the indicated requirements of discharge in LPM and power capacity in BHP Make: KSB, CRI, Kirtosker, Crompton Greeve, Lubi) Discharge Power Capacity Capacity (LPM) (BHP) | 2800 25 | Each | 296044
Sewerage and Drainage | 21.109.38 | Supplying, erection, testing and commissioning of Submersible motor pumping set non clog for sewerage having head 25.00 m as per the indicated requirements of discharge in LPM and power capacity in BHP Make: KSB, CRI, Kirtosker, Crompton Greeve, Lubi) Discharge Power Capacity Capacity (LPM) (BHP) | 2900 30 | Each | 327207
Sewerage and Drainage | 21.109.39 | Supplying, erection, testing and commissioning of Submersible motor pumping set non clog for sewerage having head 25.00 m as per the indicated requirements of discharge in LPM and power capacity in BHP Make: KSB, CRI, Kirtosker, Crompton Greeve, Lubi) Discharge Power Capacity Capacity (LPM) (BHP) | 3000 30 | Each | 327207
Sewerage and Drainage | 21.109.40 | Supplying, erection, testing and commissioning of Submersible motor pumping set non clog for sewerage having head 25.00 m as per the indicated requirements of discharge in LPM and power capacity in BHP Make: KSB, CRI, Kirtosker, Crompton Greeve, Lubi) Discharge Power Capacity Capacity (LPM) (BHP) | 3100 30 | Each | 327207
Sewerage and Drainage | 21.109.41 | Supplying, erection, testing and commissioning of Submersible motor pumping set non clog for sewerage having head 25.00 m as per the indicated requirements of discharge in LPM and power capacity in BHP Make: KSB, CRI, Kirtosker, Crompton Greeve, Lubi) Discharge Power Capacity Capacity (LPM) (BHP) | 3200 30 | Each | 327207
Sewerage and Drainage | 21.109.42 | Supplying, erection, testing and commissioning of Submersible motor pumping set non clog for sewerage having head 25.00 m as per the indicated requirements of discharge in LPM and power capacity in BHP Make: KSB, CRI, Kirtosker, Crompton Greeve, Lubi) Discharge Power Capacity Capacity (LPM) (BHP) | 3300 30 | Each | 327207
Sewerage and Drainage | 21.109.43 | Supplying, erection, testing and commissioning of Submersible motor pumping set non clog for sewerage having head 25.00 m as per the indicated requirements of discharge in LPM and power capacity in BHP Make: KSB, CRI, Kirtosker, Crompton Greeve, Lubi) Discharge Power Capacity Capacity (LPM) (BHP) | 3400 35 | Each | 377067
Sewerage and Drainage | 21.109.44 | Supplying, erection, testing and commissioning of Submersible motor pumping set non clog for sewerage having head 25.00 m as per the indicated requirements of discharge in LPM and power capacity in BHP Make: KSB, CRI, Kirtosker, Crompton Greeve, Lubi) Discharge Power Capacity Capacity (LPM) (BHP) | 3500 35 | Each | 377067
Sewerage and Drainage | 21.109.45 | Supplying, erection, testing and commissioning of Submersible motor pumping set non clog for sewerage having head 25.00 m as per the indicated requirements of discharge in LPM and power capacity in BHP Make: KSB, CRI, Kirtosker, Crompton Greeve, Lubi) Discharge Power Capacity Capacity (LPM) (BHP) | 3600 35 | Each | 377067
Sewerage and Drainage | 21.109.46 | Supplying, erection, testing and commissioning of Submersible motor pumping set non clog for sewerage having head 25.00 m as per the indicated requirements of discharge in LPM and power capacity in BHP Make: KSB, CRI, Kirtosker, Crompton Greeve, Lubi) Discharge Power Capacity Capacity (LPM) (BHP) | 3700 35 | Each | 377067
Sewerage and Drainage | 21.109.47 | Supplying, erection, testing and commissioning of Submersible motor pumping set non clog for sewerage having head 25.00 m as per the indicated requirements of discharge in LPM and power capacity in BHP Make: KSB, CRI, Kirtosker, Crompton Greeve, Lubi) Discharge Power Capacity Capacity (LPM) (BHP) | 3800 35 | Each | 377067
Sewerage and Drainage | 21.109.48 | Supplying, erection, testing and commissioning of Submersible motor pumping set non clog for sewerage having head 25.00 m as per the indicated requirements of discharge in LPM and power capacity in BHP Make: KSB, CRI, Kirtosker, Crompton Greeve, Lubi) Discharge Power Capacity Capacity (LPM) (BHP) | 3900 40 | Each | 410307
Sewerage and Drainage | 21.109.49 | Supplying, erection, testing and commissioning of Submersible motor pumping set non clog for sewerage having head 25.00 m as per the indicated requirements of discharge in LPM and power capacity in BHP Make: KSB, CRI, Kirtosker, Crompton Greeve, Lubi) Discharge Power Capacity Capacity (LPM) (BHP) | 4000 40 | Each | 410307
Sewerage and Drainage | 21.109.50 | Supplying, erection, testing and commissioning of Submersible motor pumping set non clog for sewerage having head 25.00 m as per the indicated requirements of discharge in LPM and power capacity in BHP Make: KSB, CRI, Kirtosker, Crompton Greeve, Lubi) Discharge Power Capacity Capacity (LPM) (BHP) | 4100 40 | Each | 410307
Sewerage and Drainage | 21.109.51 | Supplying, erection, testing and commissioning of Submersible motor pumping set non clog for sewerage having head 25.00 m as per the indicated requirements of discharge in LPM and power capacity in BHP Make: KSB, CRI, Kirtosker, Crompton Greeve, Lubi) Discharge Power Capacity Capacity (LPM) (BHP) | 4200 40 | Each | 410307
Sewerage and Drainage | 21.109.52 | Supplying, erection, testing and commissioning of Submersible motor pumping set non clog for sewerage having head 25.00 m as per the indicated requirements of discharge in LPM and power capacity in BHP Make: KSB, CRI, Kirtosker, Crompton Greeve, Lubi) Discharge Power Capacity Capacity (LPM) (BHP) | 4300 40 | Each | 410307
Sewerage and Drainage | 21.109.53 | Supplying, erection, testing and commissioning of Submersible motor pumping set non clog for sewerage having head 25.00 m as per the indicated requirements of discharge in LPM and power capacity in BHP Make: KSB, CRI, Kirtosker, Crompton Greeve, Lubi) Discharge Power Capacity Capacity (LPM) (BHP) | 4400 40 | Each | 410307
Sewerage and Drainage | 21.110.3 | Supplying, erection, testing and commissioning of Submersible motor pumping set non clog for sewerage having head 30.00 m as per the indicated requirements of discharge in LPM and power capacity in BHP Make: KSB, CRI, Kirtosker, Crompton Greeve, Lubi) Discharge Power Capacity Capacity (LPM) (BHP) | 100 1 | Each | 35318
Sewerage and Drainage | 21.110.4 | Supplying, erection, testing and commissioning of Submersible motor pumping set non clog for sewerage having head 30.00 m as per the indicated requirements of discharge in LPM and power capacity in BHP Make: KSB, CRI, Kirtosker, Crompton Greeve, Lubi) Discharge Power Capacity Capacity (LPM) (BHP) | 150 2 | Each | 61286
Sewerage and Drainage | 21.110.5 | Supplying, erection, testing and commissioning of Submersible motor pumping set non clog for sewerage having head 30.00 m as per the indicated requirements of discharge in LPM and power capacity in BHP Make: KSB, CRI, Kirtosker, Crompton Greeve, Lubi) Discharge Power Capacity Capacity (LPM) (BHP) | 200 2.5 | Each | 61286
Sewerage and Drainage | 21.110.6 | Supplying, erection, testing and commissioning of Submersible motor pumping set non clog for sewerage having head 30.00 m as per the indicated requirements of discharge in LPM and power capacity in BHP Make: KSB, CRI, Kirtosker, Crompton Greeve, Lubi) Discharge Power Capacity Capacity (LPM) (BHP) | 250 3 | Each | 66480
Sewerage and Drainage | 21.110.7 | Supplying, erection, testing and commissioning of Submersible motor pumping set non clog for sewerage having head 30.00 m as per the indicated requirements of discharge in LPM and power capacity in BHP Make: KSB, CRI, Kirtosker, Crompton Greeve, Lubi) Discharge Power Capacity Capacity (LPM) (BHP) | 300 5 | Each | 71674
Sewerage and Drainage | 21.110.8 | Supplying, erection, testing and commissioning of Submersible motor pumping set non clog for sewerage having head 30.00 m as per the indicated requirements of discharge in LPM and power capacity in BHP Make: KSB, CRI, Kirtosker, Crompton Greeve, Lubi) Discharge Power Capacity Capacity (LPM) (BHP) | 400 5 | Each | 71674
Sewerage and Drainage | 21.110.9 | Supplying, erection, testing and commissioning of Submersible motor pumping set non clog for sewerage having head 30.00 m as per the indicated requirements of discharge in LPM and power capacity in BHP Make: KSB, CRI, Kirtosker, Crompton Greeve, Lubi) Discharge Power Capacity Capacity (LPM) (BHP) | 450 5 | Each | 71674
Sewerage and Drainage | 21.110.10 | Supplying, erection, testing and commissioning of Submersible motor pumping set non clog for sewerage having head 30.00 m as per the indicated requirements of discharge in LPM and power capacity in BHP Make: KSB, CRI, Kirtosker, Crompton Greeve, Lubi) Discharge Power Capacity Capacity (LPM) (BHP) | 500 5 | Each | 71674
Sewerage and Drainage | 21.110.11 | Supplying, erection, testing and commissioning of Submersible motor pumping set non clog for sewerage having head 30.00 m as per the indicated requirements of discharge in LPM and power capacity in BHP Make: KSB, CRI, Kirtosker, Crompton Greeve, Lubi) Discharge Power Capacity Capacity (LPM) (BHP) | 600 7.5 | Each | 92449
Sewerage and Drainage | 21.110.12 | Supplying, erection, testing and commissioning of Submersible motor pumping set non clog for sewerage having head 30.00 m as per the indicated requirements of discharge in LPM and power capacity in BHP Make: KSB, CRI, Kirtosker, Crompton Greeve, Lubi) Discharge Power Capacity Capacity (LPM) (BHP) | 620 7.5 | Each | 92449
Sewerage and Drainage | 21.110.13 | Supplying, erection, testing and commissioning of Submersible motor pumping set non clog for sewerage having head 30.00 m as per the indicated requirements of discharge in LPM and power capacity in BHP Make: KSB, CRI, Kirtosker, Crompton Greeve, Lubi) Discharge Power Capacity Capacity (LPM) (BHP) | 650 7.5 | Each | 92449
Sewerage and Drainage | 21.110.14 | Supplying, erection, testing and commissioning of Submersible motor pumping set non clog for sewerage having head 30.00 m as per the indicated requirements of discharge in LPM and power capacity in BHP Make: KSB, CRI, Kirtosker, Crompton Greeve, Lubi) Discharge Power Capacity Capacity (LPM) (BHP) | 700 7.5 | Each | 92449
Sewerage and Drainage | 21.110.15 | Supplying, erection, testing and commissioning of Submersible motor pumping set non clog for sewerage having head 30.00 m as per the indicated requirements of discharge in LPM and power capacity in BHP Make: KSB, CRI, Kirtosker, Crompton Greeve, Lubi) Discharge Power Capacity Capacity (LPM) (BHP) | 750 10 | Each | 101798
Sewerage and Drainage | 21.110.16 | Supplying, erection, testing and commissioning of Submersible motor pumping set non clog for sewerage having head 30.00 m as per the indicated requirements of discharge in LPM and power capacity in BHP Make: KSB, CRI, Kirtosker, Crompton Greeve, Lubi) Discharge Power Capacity Capacity (LPM) (BHP) | 800 10 | Each | 101798
Sewerage and Drainage | 21.110.17 | Supplying, erection, testing and commissioning of Submersible motor pumping set non clog for sewerage having head 30.00 m as per the indicated requirements of discharge in LPM and power capacity in BHP Make: KSB, CRI, Kirtosker, Crompton Greeve, Lubi) Discharge Power Capacity Capacity (LPM) (BHP) | 900 10 | Each | 101798
Sewerage and Drainage | 21.110.18 | Supplying, erection, testing and commissioning of Submersible motor pumping set non clog for sewerage having head 30.00 m as per the indicated requirements of discharge in LPM and power capacity in BHP Make: KSB, CRI, Kirtosker, Crompton Greeve, Lubi) Discharge Power Capacity Capacity (LPM) (BHP) | 1000 12.5 | Each | 120495
Sewerage and Drainage | 21.110.19 | Supplying, erection, testing and commissioning of Submersible motor pumping set non clog for sewerage having head 30.00 m as per the indicated requirements of discharge in LPM and power capacity in BHP Make: KSB, CRI, Kirtosker, Crompton Greeve, Lubi) Discharge Power Capacity Capacity (LPM) (BHP) | 1100 12.5 | Each | 120495
Sewerage and Drainage | 21.110.20 | Supplying, erection, testing and commissioning of Submersible motor pumping set non clog for sewerage having head 30.00 m as per the indicated requirements of discharge in LPM and power capacity in BHP Make: KSB, CRI, Kirtosker, Crompton Greeve, Lubi) Discharge Power Capacity Capacity (LPM) (BHP) | 1200 15 | Each | 184898
Sewerage and Drainage | 21.110.21 | Supplying, erection, testing and commissioning of Submersible motor pumping set non clog for sewerage having head 30.00 m as per the indicated requirements of discharge in LPM and power capacity in BHP Make: KSB, CRI, Kirtosker, Crompton Greeve, Lubi) Discharge Power Capacity Capacity (LPM) (BHP) | 1250 15 | Each | 184898
Sewerage and Drainage | 21.110.22 | Supplying, erection, testing and commissioning of Submersible motor pumping set non clog for sewerage having head 30.00 m as per the indicated requirements of discharge in LPM and power capacity in BHP Make: KSB, CRI, Kirtosker, Crompton Greeve, Lubi) Discharge Power Capacity Capacity (LPM) (BHP) | 1300 15 | Each | 184898
Sewerage and Drainage | 21.110.23 | Supplying, erection, testing and commissioning of Submersible motor pumping set non clog for sewerage having head 30.00 m as per the indicated requirements of discharge in LPM and power capacity in BHP Make: KSB, CRI, Kirtosker, Crompton Greeve, Lubi) Discharge Power Capacity Capacity (LPM) (BHP) | 1400 15 | Each | 184898
Sewerage and Drainage | 21.110.24 | Supplying, erection, testing and commissioning of Submersible motor pumping set non clog for sewerage having head 30.00 m as per the indicated requirements of discharge in LPM and power capacity in BHP Make: KSB, CRI, Kirtosker, Crompton Greeve, Lubi) Discharge Power Capacity Capacity (LPM) (BHP) | 1500 17.5 | Each | 213983
Sewerage and Drainage | 21.110.25 | Supplying, erection, testing and commissioning of Submersible motor pumping set non clog for sewerage having head 30.00 m as per the indicated requirements of discharge in LPM and power capacity in BHP Make: KSB, CRI, Kirtosker, Crompton Greeve, Lubi) Discharge Power Capacity Capacity (LPM) (BHP) | 1600 17.5 | Each | 213983
Sewerage and Drainage | 21.110.26 | Supplying, erection, testing and commissioning of Submersible motor pumping set non clog for sewerage having head 30.00 m as per the indicated requirements of discharge in LPM and power capacity in BHP Make: KSB, CRI, Kirtosker, Crompton Greeve, Lubi) Discharge Power Capacity Capacity (LPM) (BHP) | 1700 20 | Each | 275269
Sewerage and Drainage | 21.110.27 | Supplying, erection, testing and commissioning of Submersible motor pumping set non clog for sewerage having head 30.00 m as per the indicated requirements of discharge in LPM and power capacity in BHP Make: KSB, CRI, Kirtosker, Crompton Greeve, Lubi) Discharge Power Capacity Capacity (LPM) (BHP) | 1800 20 | Each | 275269
Sewerage and Drainage | 21.110.28 | Supplying, erection, testing and commissioning of Submersible motor pumping set non clog for sewerage having head 30.00 m as per the indicated requirements of discharge in LPM and power capacity in BHP Make: KSB, CRI, Kirtosker, Crompton Greeve, Lubi) Discharge Power Capacity Capacity (LPM) (BHP) | 1900 22.5 | Each | 278385
Sewerage and Drainage | 21.110.29 | Supplying, erection, testing and commissioning of Submersible motor pumping set non clog for sewerage having head 30.00 m as per the indicated requirements of discharge in LPM and power capacity in BHP Make: KSB, CRI, Kirtosker, Crompton Greeve, Lubi) Discharge Power Capacity Capacity (LPM) (BHP) | 2000 22.5 | Each | 278385
Sewerage and Drainage | 21.110.30 | Supplying, erection, testing and commissioning of Submersible motor pumping set non clog for sewerage having head 30.00 m as per the indicated requirements of discharge in LPM and power capacity in BHP Make: KSB, CRI, Kirtosker, Crompton Greeve, Lubi) Discharge Power Capacity Capacity (LPM) (BHP) | 2100 25 | Each | 296044
Sewerage and Drainage | 21.110.31 | Supplying, erection, testing and commissioning of Submersible motor pumping set non clog for sewerage having head 30.00 m as per the indicated requirements of discharge in LPM and power capacity in BHP Make: KSB, CRI, Kirtosker, Crompton Greeve, Lubi) Discharge Power Capacity Capacity (LPM) (BHP) | 2200 25 | Each | 296044
Sewerage and Drainage | 21.110.32 | Supplying, erection, testing and commissioning of Submersible motor pumping set non clog for sewerage having head 30.00 m as per the indicated requirements of discharge in LPM and power capacity in BHP Make: KSB, CRI, Kirtosker, Crompton Greeve, Lubi) Discharge Power Capacity Capacity (LPM) (BHP) | 2300 25 | Each | 296044
Sewerage and Drainage | 21.110.33 | Supplying, erection, testing and commissioning of Submersible motor pumping set non clog for sewerage having head 30.00 m as per the indicated requirements of discharge in LPM and power capacity in BHP Make: KSB, CRI, Kirtosker, Crompton Greeve, Lubi) Discharge Power Capacity Capacity (LPM) (BHP) | 2400 27.5 | Each | 312664
Sewerage and Drainage | 21.110.34 | Supplying, erection, testing and commissioning of Submersible motor pumping set non clog for sewerage having head 30.00 m as per the indicated requirements of discharge in LPM and power capacity in BHP Make: KSB, CRI, Kirtosker, Crompton Greeve, Lubi) Discharge Power Capacity Capacity (LPM) (BHP) | 2500 27.5 | Each | 312664
Sewerage and Drainage | 21.110.35 | Supplying, erection, testing and commissioning of Submersible motor pumping set non clog for sewerage having head 30.00 m as per the indicated requirements of discharge in LPM and power capacity in BHP Make: KSB, CRI, Kirtosker, Crompton Greeve, Lubi) Discharge Power Capacity Capacity (LPM) (BHP) | 2600 30 | Each | 327207
Sewerage and Drainage | 21.110.36 | Supplying, erection, testing and commissioning of Submersible motor pumping set non clog for sewerage having head 30.00 m as per the indicated requirements of discharge in LPM and power capacity in BHP Make: KSB, CRI, Kirtosker, Crompton Greeve, Lubi) Discharge Power Capacity Capacity (LPM) (BHP) | 2700 30 | Each | 327207
Sewerage and Drainage | 21.110.37 | Supplying, erection, testing and commissioning of Submersible motor pumping set non clog for sewerage having head 30.00 m as per the indicated requirements of discharge in LPM and power capacity in BHP Make: KSB, CRI, Kirtosker, Crompton Greeve, Lubi) Discharge Power Capacity Capacity (LPM) (BHP) | 2800 35 | Each | 377067
Sewerage and Drainage | 21.110.38 | Supplying, erection, testing and commissioning of Submersible motor pumping set non clog for sewerage having head 30.00 m as per the indicated requirements of discharge in LPM and power capacity in BHP Make: KSB, CRI, Kirtosker, Crompton Greeve, Lubi) Discharge Power Capacity Capacity (LPM) (BHP) | 2900 35 | Each | 377067
Sewerage and Drainage | 21.110.39 | Supplying, erection, testing and commissioning of Submersible motor pumping set non clog for sewerage having head 30.00 m as per the indicated requirements of discharge in LPM and power capacity in BHP Make: KSB, CRI, Kirtosker, Crompton Greeve, Lubi) Discharge Power Capacity Capacity (LPM) (BHP) | 3000 35 | Each | 377067
Sewerage and Drainage | 21.110.40 | Supplying, erection, testing and commissioning of Submersible motor pumping set non clog for sewerage having head 30.00 m as per the indicated requirements of discharge in LPM and power capacity in BHP Make: KSB, CRI, Kirtosker, Crompton Greeve, Lubi) Discharge Power Capacity Capacity (LPM) (BHP) | 3100 35 | Each | 377067
Sewerage and Drainage | 21.110.41 | Supplying, erection, testing and commissioning of Submersible motor pumping set non clog for sewerage having head 30.00 m as per the indicated requirements of discharge in LPM and power capacity in BHP Make: KSB, CRI, Kirtosker, Crompton Greeve, Lubi) Discharge Power Capacity Capacity (LPM) (BHP) | 3200 35 | Each | 377067
Sewerage and Drainage | 21.110.42 | Supplying, erection, testing and commissioning of Submersible motor pumping set non clog for sewerage having head 30.00 m as per the indicated requirements of discharge in LPM and power capacity in BHP Make: KSB, CRI, Kirtosker, Crompton Greeve, Lubi) Discharge Power Capacity Capacity (LPM) (BHP) | 3300 40 | Each | 410307
Sewerage and Drainage | 21.110.43 | Supplying, erection, testing and commissioning of Submersible motor pumping set non clog for sewerage having head 30.00 m as per the indicated requirements of discharge in LPM and power capacity in BHP Make: KSB, CRI, Kirtosker, Crompton Greeve, Lubi) Discharge Power Capacity Capacity (LPM) (BHP) | 3400 40 | Each | 410307
Sewerage and Drainage | 21.110.44 | Supplying, erection, testing and commissioning of Submersible motor pumping set non clog for sewerage having head 30.00 m as per the indicated requirements of discharge in LPM and power capacity in BHP Make: KSB, CRI, Kirtosker, Crompton Greeve, Lubi) Discharge Power Capacity Capacity (LPM) (BHP) | 3500 40 | Each | 410307
Sewerage and Drainage | 21.110.45 | Supplying, erection, testing and commissioning of Submersible motor pumping set non clog for sewerage having head 30.00 m as per the indicated requirements of discharge in LPM and power capacity in BHP Make: KSB, CRI, Kirtosker, Crompton Greeve, Lubi) Discharge Power Capacity Capacity (LPM) (BHP) | 3600 40 WASH BASINS, KITCHEN SINKS AND HARDWARES | Each | 410307
Sanitary Installations | 22.1.1 | Providing and fixing wash basin with C.I. brackets, 15 mm C.P. brass pillar taps, 32 mm C.P. brass waste of standard pattern, including painting of fittings and brackets, cutting and making good the walls wherever require | White vitreous chinaware Wash basin size 630x450 mm with a pair of 15 mm C. P. brass pillar taps | Each | 2270
Sanitary Installations | 22.1.2 | Providing and fixing wash basin with C.I. brackets, 15 mm C.P. brass pillar taps, 32 mm C.P. brass waste of standard pattern, including painting of fittings and brackets, cutting and making good the walls wherever require | White vitreous chinaware Wash basin size 630x450 mm with a single 15 mm C.P. brass pillar tap | Each | 1980
Sanitary Installations | 22.1.3 | Providing and fixing wash basin with C.I. brackets, 15 mm C.P. brass pillar taps, 32 mm C.P. brass waste of standard pattern, including painting of fittings and brackets, cutting and making good the walls wherever require | White vitreous chinaware Wash basin size 550x400 mm with a pair of 15 mm C.P. brass pillar taps | Each | 2036
Sanitary Installations | 22.1.4 | Providing and fixing wash basin with C.I. brackets, 15 mm C.P. brass pillar taps, 32 mm C.P. brass waste of standard pattern, including painting of fittings and brackets, cutting and making good the walls wherever require | White vitreous chinaware Flat back wash basin size 550x 400 mm with single 15 mm C.P. brass pillar tap | Each | 1746
Sanitary Installations | 22.1.5 | Providing and fixing wash basin with C.I. brackets, 15 mm C.P. brass pillar taps, 32 mm C.P. brass waste of standard pattern, including painting of fittings and brackets, cutting and making good the walls wherever require | White vitreous chinaware Angle back wash basin size 600 x 480 mm with single 15mm C.P. brass pillar tap | Each | 1980
Sanitary Installations | 22.1.6 | Providing and fixing wash basin with C.I. brackets, 15 mm C.P. brass pillar taps, 32 mm C.P. brass waste of standard pattern, including painting of fittings and brackets, cutting and making good the walls wherever require | White vitreous chinaware Angle back wash basin size 400 x 400 mm with single 15 mm C.P. brass pillar tap | Each | 1590
Sanitary Installations | 22.1.7 | Providing and fixing wash basin with C.I. brackets, 15 mm C.P. brass pillar taps, 32 mm C.P. brass waste of standard pattern, including painting of fittings and brackets, cutting and making good the walls wherever require | White vitreous chinaware Flat back wash basin size 450x 300 mm with single 15mm C.P. brass pillar tap | Each | 1417
Sanitary Installations | 22.1.8 | Providing and fixing wash basin with C.I. brackets, 15 mm C.P. brass pillar taps, 32 mm C.P. brass waste of standard pattern, including painting of fittings and brackets, cutting and making good the walls wherever require | White vitreous chinaware Surgeon type wash basin of size 660x460 mm with a pair of 15 mm C.P. brass pillar taps with elbow including operated levers | Each | 3206
Sanitary Installations | 22.1.9 | Providing and fixing wash basin with C.I. brackets, 15 mm C.P. brass pillar taps, 32 mm C.P. brass waste of standard pattern, including painting of fittings and brackets, cutting and making good the walls wherever require | White vitreous chinaware Surgeon type wash basin of size 660x460 mm with single 15 mm C.P. brass pillar taps with elbow operated levers ISi Marked | Each | 2626
Sanitary Installations | 22.1.10 | Providing and fixing wash basin with C.I. brackets, 15 mm C.P. brass pillar taps, 32 mm C.P. brass waste of standard pattern, including painting of fittings and brackets, cutting and making good the walls wherever require | Stainless Steel AISl-304(18/8) Round basin 405x355 mm with single 15 mm C.P. brass pillar tap | Each | 2986
Sanitary Installations | 22.1.11 | Providing and fixing wash basin with C.I. brackets, 15 mm C.P. brass pillar taps, 32 mm C.P. brass waste of standard pattern, including painting of fittings and brackets, cutting and making good the walls wherever require | Stainless Steel AISl-304(18/8) Wash basin 530x345 mm with single 15 mm C.P. brass pillar tap | Each | 3635
Sanitary Installations | 22.2.1 | Providing and fixing wash basin with C.I. brackets, 15 mm dia CP Brass single hole basin mixer of approved quality and make, including painting of fittings and brackets, cutting and making good the walls wherever required | White vitreous chinaware Wash basin size 550x400 mm with a 15 mm CP Brass single hole basin mixer | Each | 3569
Sanitary Installations | 22.3.1 | Providing and fixing white vitreous chinaware wash basin including making all connections but excluding the cost of fittings | Flat back wash basin of size 630x450 mm | Each | 996
Sanitary Installations | 22.3.2 | Providing and fixing white vitreous chinaware wash basin including making all connections but excluding the cost of fittings | Flat back wash basin of size 550x400 mm | Each | 762
Sanitary Installations | 22.3.3 | Providing and fixing white vitreous chinaware wash basin including making all connections but excluding the cost of fittings | Angle back wash basin of size 600x480 mm | Each | 996
Sanitary Installations | 22.3.4 | Providing and fixing white vitreous chinaware wash basin including making all connections but excluding the cost of fittings | Angle back wash basin of size 400x400 mm | Each | 606
Sanitary Installations | 22.3.5 | Providing and fixing white vitreous chinaware wash basin including making all connections but excluding the cost of fittings | Flat back wash basin of size 450x300 mm | Each | 457
Sanitary Installations | 22.3.6 | Providing and fixing white vitreous chinaware wash basin including making all connections but excluding the cost of fittings | Surgeon type wash basin of size 660x460 mm | Each | 1353
Sanitary Installations | 22.4 | Providing and fixing wash basin with C.I. brackets, 15 mm PTMT pillar cock, 32 mm PTMT waste coupling of standard pattern, including painting of fittings and brackets, cutting and making good the walls wherever required. White vitreous chinaware Flat back wash basin size 550x400 mm with single 15 mm PTMT pillar cock |  | Each | 1601
Sanitary Installations | 22.5 | Providing and fixing white vitreous chinaware pedestal for wash basin completely recessed at the back for the reception of pipes and fittings |  | Each | 1236
Sanitary Installations | 22.6.1 | Providing and fixing white vitreous chinaware laboratory sink with C.I. brackets, C.P. brass chain with rubber plug, 40 mm C.P brass waste and 40mm C.P. brass trap with necessary C.P. brass unions complete, including painting of fittings and brackets, cutting and making good the wall wherever required | Size 450x300x150 mm | Each | 3382
Sanitary Installations | 22.6.2 | Providing and fixing white vitreous chinaware laboratory sink with C.I. brackets, C.P. brass chain with rubber plug, 40 mm C.P brass waste and 40mm C.P. brass trap with necessary C.P. brass unions complete, including painting of fittings and brackets, cutting and making good the wall wherever required | Size 600x450x200 mm | Each | 4681
Sanitary Installations | 22.7.1 | Providing and fixing white vitreous chinaware laboratory sink including making all connections excluding cost of fittings | Size 450x300x150 mm | Each | 1991
Sanitary Installations | 22.7.2 | Providing and fixing white vitreous chinaware laboratory sink including making all connections excluding cost of fittings | Size 600x450x200 mm | Each | 3289
Sanitary Installations | 22.8.1 | Providing and fixing 15 mm C.P. brass Laboratory cock swan neck of best quality (to the approval of Engineer-in-charge) | One way | Each | 1344
Sanitary Installations | 22.8.2 | Providing and fixing 15 mm C.P. brass Laboratory cock swan neck of best quality (to the approval of Engineer-in-charge) | Two way | Each | 2772
Sanitary Installations | 22.9.1 | Providing and fixing kitchen sink with C.I. brackets, C.P. brass chain with rubber plug, 40 mm C.P. brass waste complete, including painting the fittings and brackets, cutting and making good the walls wherever required | White glazed fire clay kitchen sink of size 600x450x 250 mm | Each | 2451
Sanitary Installations | 22.10.1.1 | Providing and fixing Stainless Steel A ISi 304 (18/8) kitchen sink as per IS:13983 with C.I. brackets and stainless steel plug 40 mm, including painting of fittings and brackets, cutting and making good the walls wherever required — Kitchen sink with drain board | 510x1040 mm bowl depth 250 mm | Each | 4165
Sanitary Installations | 22.10.1.2 | Providing and fixing Stainless Steel A ISi 304 (18/8) kitchen sink as per IS:13983 with C.I. brackets and stainless steel plug 40 mm, including painting of fittings and brackets, cutting and making good the walls wherever required — Kitchen sink with drain board | 510x1040 mm bowl depth 225 mm | Each | 4840
Sanitary Installations | 22.10.1.3 | Providing and fixing Stainless Steel A ISi 304 (18/8) kitchen sink as per IS:13983 with C.I. brackets and stainless steel plug 40 mm, including painting of fittings and brackets, cutting and making good the walls wherever required — Kitchen sink with drain board | 510x1040 mm bowl depth 200 mm | Each | 4581
Sanitary Installations | 22.10.1.4 | Providing and fixing Stainless Steel A ISi 304 (18/8) kitchen sink as per IS:13983 with C.I. brackets and stainless steel plug 40 mm, including painting of fittings and brackets, cutting and making good the walls wherever required — Kitchen sink with drain board | 510x1040 mm bowl depth 178 mm | Each | 4191
Sanitary Installations | 22.10.2.1 | Providing and fixing Stainless Steel A ISi 304 (18/8) kitchen sink as per IS:13983 with C.I. brackets and stainless steel plug 40 mm, including painting of fittings and brackets, cutting and making good the walls wherever required — Kitchen sink without drain board | 610x510 mm bowl depth 200 mm | Each | 2934
Sanitary Installations | 22.10.2.2 | Providing and fixing Stainless Steel A ISi 304 (18/8) kitchen sink as per IS:13983 with C.I. brackets and stainless steel plug 40 mm, including painting of fittings and brackets, cutting and making good the walls wherever required — Kitchen sink without drain board | 610x460 mm bowl depth 200 mm | Each | 2155
Sanitary Installations | 22.10.2.3 | Providing and fixing Stainless Steel A ISi 304 (18/8) kitchen sink as per IS:13983 with C.I. brackets and stainless steel plug 40 mm, including painting of fittings and brackets, cutting and making good the walls wherever required — Kitchen sink without drain board | 4 70x420 mm bowl depth 178 mm | Each | 1960
Sanitary Installations | 22.11.1 | Providing and fixing draining board with C.I. brackets including painting of brackets, cutting and making good the walls wherever required | White glazed fire clay draining board of size 600x450x 25 mm | Each | 1020
Sanitary Installations | 22.12.1 | Providing and fixing CP Brass Single lever telephonic wall mixer of quality & make as approved by Engineer in charge | 15 mm nominal dia | Each | 5872
Sanitary Installations | 22.13.1 | Providing and fixing kitchen sink including making all connections excluding cost of fittings | White glazed fire clay sink of size 600x450x250 mm | Each | 1709
Sanitary Installations | 22.15 | Providing and fixing CP Brass 32mm size Bottle Trap of approved quality & make and as per the direction of Engineer-in-charge |  | Each | 823
Sanitary Installations | 22.16 | Providing and fixing 40mm i/d G.I. waste pipe embedded in walls up to floor level including cost of union and plumber joint |  | Each | 953
Sanitary Installations | 22.18.1 | Providing and fixing in position brass oxidized gas taps (to the approval of the Engineer-in-charge) complete in all respects | One way | Each | 379
Sanitary Installations | 22.18.2 | Providing and fixing in position brass oxidized gas taps (to the approval of the Engineer-in-charge) complete in all respects | Two way | Each | 548
Sanitary Installations | 22.18.3 | Providing and fixing in position brass oxidized gas taps (to the approval of the Engineer-in-charge) complete in all respects | Three way | Each | 730
Sanitary Installations | 22.18.4 | Providing and fixing in position brass oxidized gas taps (to the approval of the Engineer-in-charge) complete in all respects | Four way | Each | 911
Sanitary Installations | 22.19 | Providing and fixing 100 mm sand cast Iron grating for gully trap |  | Each | 36
Sanitary Installations | 22.20.1 | Providing and fixing in position C.I. plain Nahani Trap conforming to I.S.I. specifications and of self cleaning design with C.P. brass hinged grating with frame complete | 50 mm i/d outlet plain Nahani trap | Each | 1206
Sanitary Installations | 22.21.1 | Providing and fixing in portion best Indian make vitreous chinaware drinking fountain consisting of: 15 mm self-closing non-concussive inlet valves with regulating device waste coupling with flush grating bottle trap with 32 min seal inlet coupling nut screwed and including cutting and making good the walls and floors etc. with 32 mm GI waste pipe up to floor level | White | Each | 11500
Sanitary Installations | 22.21.2 | Providing and fixing in portion best Indian make vitreous chinaware drinking fountain consisting of: 15 mm self-closing non-concussive inlet valves with regulating device waste coupling with flush grating bottle trap with 32 min seal inlet coupling nut screwed and including cutting and making good the walls and floors etc. with 32 mm GI waste pipe up to floor level | Single Colour | Each | 12798
Sanitary Installations | 22.21.3 | Providing and fixing in portion best Indian make vitreous chinaware drinking fountain consisting of: 15 mm self-closing non-concussive inlet valves with regulating device waste coupling with flush grating bottle trap with 32 min seal inlet coupling nut screwed and including cutting and making good the walls and floors etc. with 32 mm GI waste pipe up to floor level | Mixed Colour WCs, URINALS AND URINAL PARTITIONS | Each | 14746
Sanitary Installations | 22.22.1 | Providing and fixing water closet squatting pan (Indian type W.C. pan ) with 100 mm sand cast Iron P or S trap, 10 litre low level white P.V.C. flushing cistern, including flush pipe, with manually controlled device (handle lever) conforming to IS: 7231, with all fittings and fixtures complete, including cutting and making good the walls and floors wherever required | White vitreous chinaware Orissa pattern W.C. pan of size 580x440 mm with integral type foot rests | Each | 3911
Sanitary Installations | 22.22.2 | Providing and fixing water closet squatting pan (Indian type W.C. pan ) with 100 mm sand cast Iron P or S trap, 10 litre low level white P.V.C. flushing cistern, including flush pipe, with manually controlled device (handle lever) conforming to IS: 7231, with all fittings and fixtures complete, including cutting and making good the walls and floors wherever required | Stainless Steel AISl-304(18/8) Orissa pattern W.C. pan of size 585x480 mm with flush pipe and integrated type foot rests | Each | 8196
Sanitary Installations | 22.23.1 | Providing and fixing white vitreous chinaware pedestal type water closet (European type W.C. pan) with seat and lid, 10 litre low level white P.V.C. flushing cistern, including flush pipe, with manually controlled device (handle lever), conforming to IS: 7231, with all fittings and fixtures complete, including cutting and making good the walls and floors wherever required | W.C. pan with ISi marked white solid plastic seat and lid | Each | 3755
Sanitary Installations | 22.23.2 | Providing and fixing white vitreous chinaware pedestal type water closet (European type W.C. pan) with seat and lid, 10 litre low level white P.V.C. flushing cistern, including flush pipe, with manually controlled device (handle lever), conforming to IS: 7231, with all fittings and fixtures complete, including cutting and making good the walls and floors wherever required | W.C. pan with ISi marked black solid plastic seat and lid | Each | 3638
Sanitary Installations | 22.24.1 | Providing and fixing white vitreous chinaware pedestal type water closet (European type) with seat and lid, 10 litre low level white vitreous chinaware flushing cistern & C.P. flush bend with fittings & C.I. brackets, 40 mm flush bend, overflow arrangement with specials of standard make and mosquito proof coupling of approved municipal design complete, including painting of fittings and brackets, cutting and making good the walls and floors wherever required | W.C. pan with ISi marked white solid plastic seat and lid | Each | 4912
Sanitary Installations | 22.24.2 | Providing and fixing white vitreous chinaware pedestal type water closet (European type) with seat and lid, 10 litre low level white vitreous chinaware flushing cistern & C.P. flush bend with fittings & C.I. brackets, 40 mm flush bend, overflow arrangement with specials of standard make and mosquito proof coupling of approved municipal design complete, including painting of fittings and brackets, cutting and making good the walls and floors wherever required | W.C. pan with ISi marked black solid plastic seat and lid | Each | 4795
Sanitary Installations | 22.25.1 | Providing and fixing white vitreous chinaware flat back or wall comer type lipped front urinal basin of 430x260x350 mm and 340x410x265 mm sizes respectively with flushing cistern with standard flush pipe and C.P. brass spreaders with brass unions and G.I clamps complete, including painting of fittings and brackets, cutting and making good the walls and floors wherever required | One urinal basin with 5 litre white P.V.C. automatic flushing cistern | Each | 3185
Sanitary Installations | 22.25.2 | Providing and fixing white vitreous chinaware flat back or wall comer type lipped front urinal basin of 430x260x350 mm and 340x410x265 mm sizes respectively with flushing cistern with standard flush pipe and C.P. brass spreaders with brass unions and G.I clamps complete, including painting of fittings and brackets, cutting and making good the walls and floors wherever required | One urinal basin with manually operated 5 litres PVC cistern and manually operated stop cock/ angle valve | Each | 3186
Sanitary Installations | 22.25.3 | Providing and fixing white vitreous chinaware flat back or wall comer type lipped front urinal basin of 430x260x350 mm and 340x410x265 mm sizes respectively with flushing cistern with standard flush pipe and C.P. brass spreaders with brass unions and G.I clamps complete, including painting of fittings and brackets, cutting and making good the walls and floors wherever required | Range of two urinal basins with 5 litre white P.V.C. automatic flushing cistern | Each | 5007
Sanitary Installations | 22.25.4 | Providing and fixing white vitreous chinaware flat back or wall comer type lipped front urinal basin of 430x260x350 mm and 340x410x265 mm sizes respectively with flushing cistern with standard flush pipe and C.P. brass spreaders with brass unions and G.I clamps complete, including painting of fittings and brackets, cutting and making good the walls and floors wherever required | Range of three urinal basins with 101itre white P.V.C. automatic flushing cistern | Each | 6845
Sanitary Installations | 22.25.5 | Providing and fixing white vitreous chinaware flat back or wall comer type lipped front urinal basin of 430x260x350 mm and 340x410x265 mm sizes respectively with flushing cistern with standard flush pipe and C.P. brass spreaders with brass unions and G.I clamps complete, including painting of fittings and brackets, cutting and making good the walls and floors wherever required | Range of four urinal basins with 10 litre white P.V.C. automatic flushing cistern | Each | 9323
Sanitary Installations | 22.26.1 | Providing and fixing white vitreous chinaware flat back half stall urinal of size 580x380x350 mm with white PVC flushing cistern, with fittings, standard size C.P. brass flush pipe, spreaders with unions and clamps (all in C.P. brass) with waste fitting as per IS: 2556, C.I. trap with outlet grating and other couplings in C.P. brass, including painting of fittings and cutting and making good the walls and floors wherever required | Single half stall urinal with 5 litre P.V.C. automatic flushing cistern | Each | 5299
Sanitary Installations | 22.26.2 | Providing and fixing white vitreous chinaware flat back half stall urinal of size 580x380x350 mm with white PVC flushing cistern, with fittings, standard size C.P. brass flush pipe, spreaders with unions and clamps (all in C.P. brass) with waste fitting as per IS: 2556, C.I. trap with outlet grating and other couplings in C.P. brass, including painting of fittings and cutting and making good the walls and floors wherever required | Single half stall urinal with manually operated5 litre P.V.C. flushing cistern and manually operated stop cock/ angle valve | Each | 5391
Sanitary Installations | 22.26.3 | Providing and fixing white vitreous chinaware flat back half stall urinal of size 580x380x350 mm with white PVC flushing cistern, with fittings, standard size C.P. brass flush pipe, spreaders with unions and clamps (all in C.P. brass) with waste fitting as per IS: 2556, C.I. trap with outlet grating and other couplings in C.P. brass, including painting of fittings and cutting and making good the walls and floors wherever required | Range of two half stall urinals with 5 litre P.V.C. automatic flushing cistern | Each | 8152
Sanitary Installations | 22.26.4 | Providing and fixing white vitreous chinaware flat back half stall urinal of size 580x380x350 mm with white PVC flushing cistern, with fittings, standard size C.P. brass flush pipe, spreaders with unions and clamps (all in C.P. brass) with waste fitting as per IS: 2556, C.I. trap with outlet grating and other couplings in C.P. brass, including painting of fittings and cutting and making good the walls and floors wherever required | Range of three half stall urinals with 10 litre P.V.C. automatic flushing cistern | Each | 10367
Sanitary Installations | 22.26.5 | Providing and fixing white vitreous chinaware flat back half stall urinal of size 580x380x350 mm with white PVC flushing cistern, with fittings, standard size C.P. brass flush pipe, spreaders with unions and clamps (all in C.P. brass) with waste fitting as per IS: 2556, C.I. trap with outlet grating and other couplings in C.P. brass, including painting of fittings and cutting and making good the walls and floors wherever required | Range of four half stall urinals with 10 litre P.V.C. automatic flushing cistern | Each | 12417
Sanitary Installations | 22.27.1 | Providing and fixing one piece construction white vitreous chinaware squatting plate with an integral longitudinal flushing pipe, white P.V.C. flushing cistern, with fittings, standard size G.I. / PVC flush pipe for back and front flush with standard spreader pipes with fittings, G.I clamps and C.P. brass coupling complete, including painting of fittings and cutting and making good the walls and floors etc. wherever required | Single squatting plate with 5 litre P.V.C. automatic flushing cistern | Each | 4300
Sanitary Installations | 22.27.2 | Providing and fixing one piece construction white vitreous chinaware squatting plate with an integral longitudinal flushing pipe, white P.V.C. flushing cistern, with fittings, standard size G.I. / PVC flush pipe for back and front flush with standard spreader pipes with fittings, G.I clamps and C.P. brass coupling complete, including painting of fittings and cutting and making good the walls and floors etc. wherever required | Single squatting plate with manually operated 5 litre P.V.C. flushing cistern and stop cock / angle valve | Each | 4301
Sanitary Installations | 22.27.3 | Providing and fixing one piece construction white vitreous chinaware squatting plate with an integral longitudinal flushing pipe, white P.V.C. flushing cistern, with fittings, standard size G.I. / PVC flush pipe for back and front flush with standard spreader pipes with fittings, G.I clamps and C.P. brass coupling complete, including painting of fittings and cutting and making good the walls and floors etc. wherever required | Range of two squatting plates with 5 litre P.V.C. automatic flushing cistern | Each | 6544
Sanitary Installations | 22.27.4 | Providing and fixing one piece construction white vitreous chinaware squatting plate with an integral longitudinal flushing pipe, white P.V.C. flushing cistern, with fittings, standard size G.I. / PVC flush pipe for back and front flush with standard spreader pipes with fittings, G.I clamps and C.P. brass coupling complete, including painting of fittings and cutting and making good the walls and floors etc. wherever required | Range of three squatting plates with 10 litre P.V.C. automatic flushing cistern | Each | 8837
Sanitary Installations | 22.27.5 | Providing and fixing one piece construction white vitreous chinaware squatting plate with an integral longitudinal flushing pipe, white P.V.C. flushing cistern, with fittings, standard size G.I. / PVC flush pipe for back and front flush with standard spreader pipes with fittings, G.I clamps and C.P. brass coupling complete, including painting of fittings and cutting and making good the walls and floors etc. wherever required | Range of four squatting plates with 10 litre P.V.C. automatic flushing cistern | Each | 10879
Sanitary Installations | 22.28.1 | Providing and fixing white vitreous chinaware water closet squatting pan (Indian type) | Long pattem W.C. pan of size 580 mm | Each | 1023
Sanitary Installations | 22.28.2 | Providing and fixing white vitreous chinaware water closet squatting pan (Indian type) | Orissa pattem W.C. pan of size 580x440 mm | Each | 1997
Sanitary Installations | 22.29.1 | Extra for using coloured W.C. pan instead of white W.C. pan | Orissa pattem W.C. pan 580x440 mm | Each | 714
Sanitary Installations | 22.30 | Providing and fixing white vitreous chinaware pedestal type (European type/ wash down type) water closet pan |  | Each | 1737
Sanitary Installations | 22.31 | Extra for using coloured pedestal type W.C pan (European type) with low level cistern of same colour instead of white vitreous chinaware W.C pan and cistern |  | Each | 110
Sanitary Installations | 22.32.1 | Providing and fixing vitreous chinaware dual purpose closet suitable for use as squatting pan or European type water closet (Anglo Indian W.C pan) with seat & lid fixed with C.P. brass hinges and rubber buffers, 10 litre low level flushing cistern with fitting and brackets, 40 mm flush bend, 20 mm over flow pipe, with specials of standard make and mosquito proof coupling of approved municipal design complete, including painting of fittings and brackets, cutting and making good the walls and floors wherever required | White vitreous chinaware dual purpose WC pan with white solid plastic seat and lid with white vitreous chinaware flushing cistern and C.P. flush bend | Each | 7289
Sanitary Installations | 22.33 | Providing and fixing white vitreous chinaware extended wall mounting water closet of size 780x370x690 mm of approved shape including providing & fixing white vitreous chinaware cistern / PVC cistern (with brass fitting) into the wall with dual flush fitting, of flushing capacity 3 litre/ 6 litre (adjustable to 4 litre/ 8 litres), including seat cover, and cistern fittings, nuts, bolts and gasket etc complete |  | Each | 12104
Sanitary Installations | 22.34 | Providing and fixing floor mounted, white vitreous chinaware single piece, double traps syphonic water closet of approved brand/make, shape, size and pattern including integrated white vitreous chinaware cistern of capacity 1O litres with dual flushing system, including all fittings and fixtures with seat cover, cistern fittings, nuts, bolts and gasket etc including making connection with the existing P/S trap, complete in all respect as per directions of Engineer-in-Charge |  | Each | 13662
Sanitary Installations | 22.35 | Providing and fixing G.I. inlet connection for flush pipe connecting with W.C. pan |  | Each | 90
Sanitary Installations | 22.36.1 | Providing and fixing solid plastic seat with lid for pedestal type W.C. pan complete | White solid plastic seat with lid | Each | 531
Sanitary Installations | 22.36.2 | Providing and fixing solid plastic seat with lid for pedestal type W.C. pan complete | Black solid plastic seat with lid | Each | 414
Sanitary Installations | 22.36.3 | Providing and fixing solid plastic seat with lid for pedestal type W.C. pan complete | Coloured (other than black & white) solid plastic seat with lid | Each | 518
Sanitary Installations | 22.37.1 | Providing and fixing a pair of white vitreous chinaware foot rests of standard pattern for squatting pan water closet | 250x130x30 mm | Each | 172
Sanitary Installations | 22.37.2 | Providing and fixing a pair of white vitreous chinaware foot rests of standard pattern for squatting pan water closet | 250x125x25 mm | Each | 172
Sanitary Installations | 22.38 | Providing and fixing 8 mm dia C.P. I S.S. Jet with flexible tube up to 1 metre long with S.S. triangular plate to European type W.C. of quality and make as approved by Engineer - in - charge |  | Each | 270
Sanitary Installations | 22.39.1 | Providing and fixing P.V.C. low level flushing cistern with manually controlled device (handle lever) conforming to IS: 7231, with all fittings and fixtures complete | 1 o litre capacity - White | Each | 841
Sanitary Installations | 22.39.2 | Providing and fixing P.V.C. low level flushing cistern with manually controlled device (handle lever) conforming to IS: 7231, with all fittings and fixtures complete | 10 litre capacity- coloured | Each | 811
Sanitary Installations | 22.40.1 | Providing and fixing controlled flush, low level cistern made of vitreous chinaware with all fittings complete | 1O litre (full flush) capacity-white | Each | 1283
Sanitary Installations | 22.40.2 | Providing and fixing controlled flush, low level cistern made of vitreous chinaware with all fittings complete | 1O litre (full flush) capacity-coloured | Each | 1867
Sanitary Installations | 22.41 | Providing and fixing in position 25 mm diameter mosquito proof coupling of approved municipal design |  | Each | 40
Sanitary Installations | 22.42.1 | Providing and fixing toilet paper holder | C.P. brass | Each | 436
Sanitary Installations | 22.43.1 | Providing and fixing in position best Indian make (as approved by the Engineer-in-charge) Bidet suite consisting of bidet suite in vitreous china ware 380 mm high and best chromium plated brass bidet fitting four holes basin mixer with pop-waste etc. complete in all respects including cutting and making good the walls and floors & painting of fittings etc | White | Each | 30624
Sanitary Installations | 22.43.2 | Providing and fixing in position best Indian make (as approved by the Engineer-in-charge) Bidet suite consisting of bidet suite in vitreous china ware 380 mm high and best chromium plated brass bidet fitting four holes basin mixer with pop-waste etc. complete in all respects including cutting and making good the walls and floors & painting of fittings etc | Single Colour | Each | 32572
Sanitary Installations | 22.43.3 | Providing and fixing in position best Indian make (as approved by the Engineer-in-charge) Bidet suite consisting of bidet suite in vitreous china ware 380 mm high and best chromium plated brass bidet fitting four holes basin mixer with pop-waste etc. complete in all respects including cutting and making good the walls and floors & painting of fittings etc | Mixed Colour | Each | 44258
Sanitary Installations | 22.44 | Providing and fixing 32 mm diameter GI. extension pipe for Indian type Water Closet suite complete with accessories(as approved by the Engineer -in- charge) |  | Each | 999
Sanitary Installations | 22.45 | Providing & fixing white vitreous chinaware water less urinal of size 600 x 330 x 315 mm having antibacterial /germs free ceramic surface, fixed with cartridge having debris catcher and hygiene seal |  | Each | 15873
Sanitary Installations | 22.46 | Providing and fixing white vitreous chinaware battery based infrared sensor operated urinal of approx. size 610 x 390 x 370 mm having pre & post flushing with water (250 ml & 500 ml consumption), having water inlet from back side, including fixing to wall with suitable brackets all as per manufacturers specification and direction of Engineer-in-charge |  | Each | 6213
Sanitary Installations | 22.47 | Providing and fixing white vitreous chinaware flat back or wall comer type lipped front urinal basin of 430x260x350 mm or 340x410x265 mm sizes respectively |  | Each | 880
Sanitary Installations | 22.48 | Providing and fixing white vitreous chinaware squatting plate urinal with integral rim longitudinal flush pipe |  | Each | 2166
Sanitary Installations | 22.49.1 | Providing and fixing in position best Indian make vitreous chinaware channel of size 600mmx150mm including laying and fixing in cement concrete 1:2:4 complete as required by the Engineer-in-charge | White | Each | 1561
Sanitary Installations | 22.49.2 | Providing and fixing in position best Indian make vitreous chinaware channel of size 600mmx150mm including laying and fixing in cement concrete 1:2:4 complete as required by the Engineer-in-charge | Single Colour | Each | 1951
Sanitary Installations | 22.50.1.1.1 | Providing and fixing partitions for different type of urinals — Vitreous Chinaware Partition plate — Small size 680mm x 330 mm | White | Each | 1059
Sanitary Installations | 22.50.1.1.2 | Providing and fixing partitions for different type of urinals — Vitreous Chinaware Partition plate — Small size 680mm x 330 mm | Single Colour | Each | 1189
Sanitary Installations | 22.50.1.1.3 | Providing and fixing partitions for different type of urinals — Vitreous Chinaware Partition plate — Small size 680mm x 330 mm | Mixed Colour | Each | 1254
Sanitary Installations | 22.50.1.2.1 | Providing and fixing partitions for different type of urinals — Vitreous Chinaware Partition plate — Large size 835mm x 355 mm | White | Each | 1319
Sanitary Installations | 22.50.1.2.2 | Providing and fixing partitions for different type of urinals — Vitreous Chinaware Partition plate — Large size 835mm x 355 mm | Single Colour | Each | 1449
Sanitary Installations | 22.50.1.2.3 | Providing and fixing partitions for different type of urinals — Vitreous Chinaware Partition plate — Large size 835mm x 355 mm | Mixed Colour SEWERAGE DISPOSAL SYSTEMS | Each | 1579
Sanitary Installations | 22.51.1.2 | Providing and fixing soil, waste and vent pipes | Centrifugally cast (spun) iron socket & spigot (S&S) pipe as per IS: 3989 | Metre | 1008
Sanitary Installations | 22.51.2.2 | Providing and fixing soil, waste and vent pipes | Centrifugally cast (spun) iron socketed pipe as per IS: 3989 | Metre | 918
Sanitary Installations | 22.52.1 | Providing and filling the joints with spun yarn, cement slurry and cement mortar 1:2 ( 1 cement: 2 fine sand) in S.C.1./ C.I. Pipes | 75 mm dia pipe | Each | 52
Sanitary Installations | 22.52.2 | Providing and filling the joints with spun yarn, cement slurry and cement mortar 1:2 ( 1 cement: 2 fine sand) in S.C.1./ C.I. Pipes | 100 mm dia pipe | Each | 61
Sanitary Installations | 22.53.1 | Providing and fixing M.S. holder-bat clamps of approved design to Sand Cast iron/cast iron (spun) pipe embedded in and including cement concrete blocks 10x10x10 cm of 1:2:4 mix (1 cement: 2 coarse sand: 4 graded stone aggregate 20 mm nominal size), including cost of cutting holes and making good the walls etc | For 100 mm dia pipe | Each | 162
Sanitary Installations | 22.53.2 | Providing and fixing M.S. holder-bat clamps of approved design to Sand Cast iron/cast iron (spun) pipe embedded in and including cement concrete blocks 10x10x10 cm of 1:2:4 mix (1 cement: 2 coarse sand: 4 graded stone aggregate 20 mm nominal size), including cost of cutting holes and making good the walls etc | For 75 mm dia pipe | Each | 158
Sanitary Installations | 22.54.1 | Providing and fixing M.S. holder bat clamp of approved design to sand cast iron/ cast iron (spun) pipes comprising of M.S. flat brackets made of 50x5 mm flat of specified shape, projecting 75 mm outside the wall surface and fixed on wall with 4Nos., 6mm dia expansion hold fasteners, including drilling necessary holes in brick wall/ CC/ RCC surface and the cost of bolts etc. The pipes shall be fixed to the already fixed brackets with the help of 30 mm x1. 6 mm galvanised M.S. flats of specified shape and of total length 420 mm and shall be fixed with M.S. nuts, bolts, & washers of size 25x6 mm, one bolts on each side of the pipe | Total bracket length 580 mm of approved shape and design (for single 100 mm dia pipe) | Each | 199
Sanitary Installations | 22.54.2 | Providing and fixing M.S. holder bat clamp of approved design to sand cast iron/ cast iron (spun) pipes comprising of M.S. flat brackets made of 50x5 mm flat of specified shape, projecting 75 mm outside the wall surface and fixed on wall with 4Nos., 6mm dia expansion hold fasteners, including drilling necessary holes in brick wall/ CC/ RCC surface and the cost of bolts etc. The pipes shall be fixed to the already fixed brackets with the help of 30 mm x1. 6 mm galvanised M.S. flats of specified shape and of total length 420 mm and shall be fixed with M.S. nuts, bolts, & washers of size 25x6 mm, one bolts on each side of the pipe | Total bracket length 810 mm of approved shape and design (for two 100 mm dia pipes) | Each | 248
Sanitary Installations | 22.54.3 | Providing and fixing M.S. holder bat clamp of approved design to sand cast iron/ cast iron (spun) pipes comprising of M.S. flat brackets made of 50x5 mm flat of specified shape, projecting 75 mm outside the wall surface and fixed on wall with 4Nos., 6mm dia expansion hold fasteners, including drilling necessary holes in brick wall/ CC/ RCC surface and the cost of bolts etc. The pipes shall be fixed to the already fixed brackets with the help of 30 mm x1. 6 mm galvanised M.S. flats of specified shape and of total length 420 mm and shall be fixed with M.S. nuts, bolts, & washers of size 25x6 mm, one bolts on each side of the pipe | Total bracket length 1040 mm of approved shape and design (for three 100 mm dia pipes) | Each | 296
Sanitary Installations | 22.55.1.2 | Providing and fixing bend of required degree with access door, insertion rubber washer 3 mm thick, bolts and nuts complete | Sand cast iron S&S as per IS - 3989 | Each | 425
Sanitary Installations | 22.55.2.2 | Providing and fixing bend of required degree with access door, insertion rubber washer 3 mm thick, bolts and nuts complete | Sand cast iron S&S as per IS- 3989 | Each | 354
Sanitary Installations | 22.56.1.1 | Providing and fixing plain bend of required degree | Sand cast iron S&S as per IS - 1729 | Each | 347
Sanitary Installations | 22.56.1.2 | Providing and fixing plain bend of required degree | Sand cast iron S&S as per IS: 3989 | Each | 356
Sanitary Installations | 22.56.2.1 | Providing and fixing plain bend of required degree | Sand cast iron S&S as per IS -1729 | Each | 282
Sanitary Installations | 22.56.2.2 | Providing and fixing plain bend of required degree | Sand cast iron S&S as per IS - 3989 | Each | 262
Sanitary Installations | 22.57.1.1 | Providing and fixing heel rest sanitary bend | Sand cast iron S&S as per IS- 1729 | Each | 462
Sanitary Installations | 22.57.2.1 | Providing and fixing heel rest sanitary bend | Sand cast iron S&S as per IS - 1729 | Each | 365
Sanitary Installations | 22.58.1.2 | Providing and fixing double equal junction of required degree with access door, Insertion rubber washer 3 mm thick, bolts and nuts complete | Sand cast iron S&S as per IS- 3989 | Each | 834
Sanitary Installations | 22.58.2.2 | Providing and fixing double equal junction of required degree with access door, Insertion rubber washer 3 mm thick, bolts and nuts complete | Sand cast iron S&S as per IS - 3989 | Each | 653
Sanitary Installations | 22.59.1.1 | Providing and fixing double equal plain junction of required degree | Sand cast iron S&S as per IS - 1729 | Each | 778
Sanitary Installations | 22.59.2.1 | Providing and fixing double equal plain junction of required degree | Sand cast iron S&S as per IS- 1729 | Each | 505
Sanitary Installations | 22.61.1.1 | Providing and fixing single equal plain junction of required degree | Sand cast iron S&S as per IS - 1729 | Each | 479
Sanitary Installations | 22.61.2.1 | Providing and fixing single equal plain junction of required degree | Sand cast iron S&S as per IS- 1729 | Each | 370
Sanitary Installations | 22.62.1.1 | Providing and fixing double unequal junction of required degree with access door, insertion rubber washer 3 mm thick, bolts and nuts complete | Sand cast iron S&S as per IS - 1729 | Each | 944
Sanitary Installations | 22.62.1.2 | Providing and fixing double unequal junction of required degree with access door, insertion rubber washer 3 mm thick, bolts and nuts complete | Sand cast iron S&S as per IS - 3989 | Each | 1139
Sanitary Installations | 22.63.1.1 | Providing and fixing double unequal plain junction of required degree | Sand cast iron S&S as per IS - 1729 | Each | 810
Sanitary Installations | 22.63.1.2 | Providing and fixing double unequal plain junction of required degree | Sand cast iron S&S as per IS- 3989 | Each | 1050
Sanitary Installations | 22.63.1.3 | Providing and fixing double unequal plain junction of required degree | Hub less centrifugally cast (spun) iron epoxy coated inside & outside as per IS: 15905 | Each | 531
Sanitary Installations | 22.64.1.1 | Providing and fixing single unequal junction of required degree with access door, insertion rubber washer 3 mm thick, bolts and nuts complete | Sand cast iron S&S as per IS- 1729 | Each | 749
Sanitary Installations | 22.64.1.2 | Providing and fixing single unequal junction of required degree with access door, insertion rubber washer 3 mm thick, bolts and nuts complete | Sand cast iron S&S as per IS - 3989 | Each | 866
Sanitary Installations | 22.65.1.1 | Providing and fixing single unequal plain junction of required degree | Sand cast iron S&S as per IS - 1729 | Each | 653
Sanitary Installations | 22.65.1.2 | Providing and fixing single unequal plain junction of required degree | Sand cast iron S&S as per IS - 3989 | Each | 752
Sanitary Installations | 22.65.1.3 | Providing and fixing single unequal plain junction of required degree | Hub less centrifugally cast (spun) iron epoxy coated inside & outside as per IS: 15905 | Each | 499
Sanitary Installations | 22.66.1.1 | Providing and fixing double equal plain invert branch of required degree | Sand cast iron S&S as per IS- 1729 | Each | 726
Sanitary Installations | 22.66.1.2 | Providing and fixing double equal plain invert branch of required degree | Sand cast iron S&S as per IS 3989 | Each | 700
Sanitary Installations | 22.66.1.3 | Providing and fixing double equal plain invert branch of required degree | Hub less centrifugally cast (spun) iron epoxy coated inside & outside as per IS: 15905 | Each | 823
Sanitary Installations | 22.66.2.1 | Providing and fixing double equal plain invert branch of required degree | Sand cast iron S&S as per IS - 1729 | Each | 541
Sanitary Installations | 22.66.2.2 | Providing and fixing double equal plain invert branch of required degree | Sand cast iron S&S as per IS- 3989 | Each | 561
Sanitary Installations | 22.67.1.1 | Providing and fixing single equal plain invert branch of required degree | Sand cast iron S&S as per iron 1729 | Each | 544
Sanitary Installations | 22.67.2.1 | Providing and fixing single equal plain invert branch of required degree | Sand cast iron S&S as per IS - 1729 | Each | 440
Sanitary Installations | 22.68.1.1 | Providing and fixing double unequal invert branch of required degree | Sand cast iron S&S as per IS - 1729 | Each | 752
Sanitary Installations | 22.68.1.2 | Providing and fixing double unequal invert branch of required degree | Sand cast iron S&S as per IS- 3989 | Each | 953
Sanitary Installations | 22.69.1.1 | Providing and fixing single unequal plain invert branch of required degree | Sand cast iron S&S as per IS- 1729 | Each | 654
Sanitary Installations | 22.69.1.2 | Providing and fixing single unequal plain invert branch of required degree | Sand cast iron S&S as per IS- 3989 | Each | 719
Sanitary Installations | 22.69.1.3 | Providing and fixing single unequal plain invert branch of required degree | Hub less centrifugally cast (spun) iron epoxy coated inside & outside as per IS: 15905 | Each | 570
Sanitary Installations | 22.75.1.3 | Providing and fixing terminal guard | Hub less centrifugally cast (spun) iron epoxy coated inside & outside as per IS: 15905 | Each | 362
Sanitary Installations | 22.76.1.2 | Providing and fixing collar | Sand cast iron S&S as per IS - 3989 | Each | 374
Sanitary Installations | 22.76.2.2 | Providing and fixing collar | Sand cast iron S&S as per IS- 3989 | Each | 230
Sanitary Installations | 22.78.1 | Providing lead caulked joints to sand cast iron/centrifugally cast (spun) iron pipes and fittings of diameter | 100 mm | Each | 272
Sanitary Installations | 22.79.1 | Providing and fixing M.S. stays and clamps for sand cast iron/ centrifugally cast (spun) iron pipes of diameter | 100 mm | Each | 99
Sanitary Installations | 22.80.1.1 | Providing and fixing trap of self cleansing design with screwed down or hinged grating with or without vent arm complete, including cost of cutting and making good the walls and floors | Sand cast iron S&S as per IS: 3989 | Each | 1014
Sanitary Installations | 22.80.1.2 | Providing and fixing trap of self cleansing design with screwed down or hinged grating with or without vent arm complete, including cost of cutting and making good the walls and floors | Sand Cast Iron S&S as per IS: 1729 | Each | 782
Sanitary Installations | 22.80.2.1 | Providing and fixing trap of self cleansing design with screwed down or hinged grating with or without vent arm complete, including cost of cutting and making good the walls and floors | Sand cast iron S&S as per IS - 3989 | Each | 1197
Sanitary Installations | 22.80.2.2 | Providing and fixing trap of self cleansing design with screwed down or hinged grating with or without vent arm complete, including cost of cutting and making good the walls and floors | Sand Cast Iron S&S as per IS- 1729 | Each | 713
Sanitary Installations | 22.81.1 | Cutting chases in brick masonry walls for following diameter sand cast iron/centrifugally cast (spun) iron pipes and making good the same with cement concrete 1:3:6 ( 1 cement: 3 coarse sand:6 graded stone aggregate 12.5 mm nominal size), including necessary plaster and pointing in cement mortar 1:4 (1 cement: 4 coarse sand) | 100 mm dia | Metre | 232
Sanitary Installations | 22.81.2 | Cutting chases in brick masonry walls for following diameter sand cast iron/centrifugally cast (spun) iron pipes and making good the same with cement concrete 1:3:6 ( 1 cement: 3 coarse sand:6 graded stone aggregate 12.5 mm nominal size), including necessary plaster and pointing in cement mortar 1:4 (1 cement: 4 coarse sand) | 75 mm dia | Metre | 165
Sanitary Installations | 22.81.3 | Cutting chases in brick masonry walls for following diameter sand cast iron/centrifugally cast (spun) iron pipes and making good the same with cement concrete 1:3:6 ( 1 cement: 3 coarse sand:6 graded stone aggregate 12.5 mm nominal size), including necessary plaster and pointing in cement mortar 1:4 (1 cement: 4 coarse sand) | 50 mm dia | Metre | 109
Sanitary Installations | 22.83 | Cutting holes up to 15x15 cm in R.C.C. floors and roofs for passing drain pipe etc. and repairing the hole after insertion of drain pipe etc. with cement concrete 1:2:4 (1 cement: 2 coarse sand: 4 graded stone aggregate 20 mm nominal size), including finishing complete so as to make it leak proof |  | Each | 154
Sanitary Installations | 22.84 | Making hole up to 20x20 cm and embedding pipes up to 150 mm diameter in masonry and filling with cement concrete 1:3:6 (1 cement: 3 coarse sand: 6 graded stone aggregate 20 mm nominal size) including disposal of malba. C.P.V.C. PIPES |  | Metre | 73
Sanitary Installations | 22.85.1 | Providing and fixing Chlorinated Polyvinyl Chloride (CPVC) pipes, having thermal stability for hot & cold water supply, including all CPVC plain & brass threaded fittings, including fixing the pipe with clamps at 1.00 m spacing. This includes jointing of pipes & fittings with one step CPVC solvent cement and testing of joints complete as per direction of Engineer in Charge. Internal work - Exposed on wall | 15 mm nominal outer dia Pipes | Metre | 147
Sanitary Installations | 22.85.2 | Providing and fixing Chlorinated Polyvinyl Chloride (CPVC) pipes, having thermal stability for hot & cold water supply, including all CPVC plain & brass threaded fittings, including fixing the pipe with clamps at 1.00 m spacing. This includes jointing of pipes & fittings with one step CPVC solvent cement and testing of joints complete as per direction of Engineer in Charge. Internal work - Exposed on wall | 20 mm nominal outer dia Pipes | Metre | 203
Sanitary Installations | 22.85.3 | Providing and fixing Chlorinated Polyvinyl Chloride (CPVC) pipes, having thermal stability for hot & cold water supply, including all CPVC plain & brass threaded fittings, including fixing the pipe with clamps at 1.00 m spacing. This includes jointing of pipes & fittings with one step CPVC solvent cement and testing of joints complete as per direction of Engineer in Charge. Internal work - Exposed on wall | 25 mm nominal outer dia Pipes | Metre | 261
Sanitary Installations | 22.85.4 | Providing and fixing Chlorinated Polyvinyl Chloride (CPVC) pipes, having thermal stability for hot & cold water supply, including all CPVC plain & brass threaded fittings, including fixing the pipe with clamps at 1.00 m spacing. This includes jointing of pipes & fittings with one step CPVC solvent cement and testing of joints complete as per direction of Engineer in Charge. Internal work - Exposed on wall | 32 mm nominal outer dia Pipes | Metre | 348
Sanitary Installations | 22.85.5 | Providing and fixing Chlorinated Polyvinyl Chloride (CPVC) pipes, having thermal stability for hot & cold water supply, including all CPVC plain & brass threaded fittings, including fixing the pipe with clamps at 1.00 m spacing. This includes jointing of pipes & fittings with one step CPVC solvent cement and testing of joints complete as per direction of Engineer in Charge. Internal work - Exposed on wall | 40 mm nominal outer dia Pipes | Metre | 481
Sanitary Installations | 22.85.6 | Providing and fixing Chlorinated Polyvinyl Chloride (CPVC) pipes, having thermal stability for hot & cold water supply, including all CPVC plain & brass threaded fittings, including fixing the pipe with clamps at 1.00 m spacing. This includes jointing of pipes & fittings with one step CPVC solvent cement and testing of joints complete as per direction of Engineer in Charge. Internal work - Exposed on wall | 50 mm nominal outer dia Pipes | Metre | 726
Sanitary Installations | 22.86.1 | Providing and fixing Chlorinated Polyvinyl Chloride (CPVC) pipes, having thermal stability for hot & cold water supply, including all CPVC plain & brass threaded fittings, i/c fixing the pipe with clamps at 1.00 m spacing. This includes jointing of pipes & fittings with one step CPVC solvent cement and the cost of cutting chases and making good the same including testing of joints complete as per direction of Engineer in Charge. Concealed work, including cutting chases and making good the walls etc | 15 mm nominal outer dia Pipes | Metre | 230
Sanitary Installations | 22.86.2 | Providing and fixing Chlorinated Polyvinyl Chloride (CPVC) pipes, having thermal stability for hot & cold water supply, including all CPVC plain & brass threaded fittings, i/c fixing the pipe with clamps at 1.00 m spacing. This includes jointing of pipes & fittings with one step CPVC solvent cement and the cost of cutting chases and making good the same including testing of joints complete as per direction of Engineer in Charge. Concealed work, including cutting chases and making good the walls etc | 20 mm nominal outer dia Pipes | Metre | 296
Sanitary Installations | 22.86.3 | Providing and fixing Chlorinated Polyvinyl Chloride (CPVC) pipes, having thermal stability for hot & cold water supply, including all CPVC plain & brass threaded fittings, i/c fixing the pipe with clamps at 1.00 m spacing. This includes jointing of pipes & fittings with one step CPVC solvent cement and the cost of cutting chases and making good the same including testing of joints complete as per direction of Engineer in Charge. Concealed work, including cutting chases and making good the walls etc | 25 mm nominal outer dia Pipes | Metre | 373
Sanitary Installations | 22.86.4 | Providing and fixing Chlorinated Polyvinyl Chloride (CPVC) pipes, having thermal stability for hot & cold water supply, including all CPVC plain & brass threaded fittings, i/c fixing the pipe with clamps at 1.00 m spacing. This includes jointing of pipes & fittings with one step CPVC solvent cement and the cost of cutting chases and making good the same including testing of joints complete as per direction of Engineer in Charge. Concealed work, including cutting chases and making good the walls etc | 32 mm nominal outer dia Pipes | Metre | 480
Sanitary Installations | 22.87.1 | Providing and fixing Chlorinated Polyvinyl Chloride (CPVC) pipes, having thermal stability for hot & cold water supply including all CPVC plain & brass threaded fittings This includes jointing of pipes & fittings with one step CPVC solvent cement, trenching, refilling & testing of joints complete as per direction of Engineer in Charge. External work | 15 mm nominal outer dia Pipes | Metre | 115
Sanitary Installations | 22.87.2 | Providing and fixing Chlorinated Polyvinyl Chloride (CPVC) pipes, having thermal stability for hot & cold water supply including all CPVC plain & brass threaded fittings This includes jointing of pipes & fittings with one step CPVC solvent cement, trenching, refilling & testing of joints complete as per direction of Engineer in Charge. External work | 20 mm nominal outer dia Pipes | Metre | 164
Sanitary Installations | 22.87.3 | Providing and fixing Chlorinated Polyvinyl Chloride (CPVC) pipes, having thermal stability for hot & cold water supply including all CPVC plain & brass threaded fittings This includes jointing of pipes & fittings with one step CPVC solvent cement, trenching, refilling & testing of joints complete as per direction of Engineer in Charge. External work | 25 mm nominal outer dia Pipes | Metre | 225
Sanitary Installations | 22.87.4 | Providing and fixing Chlorinated Polyvinyl Chloride (CPVC) pipes, having thermal stability for hot & cold water supply including all CPVC plain & brass threaded fittings This includes jointing of pipes & fittings with one step CPVC solvent cement, trenching, refilling & testing of joints complete as per direction of Engineer in Charge. External work | 32 mm nominal outer dia Pipes | Metre | 305
Sanitary Installations | 22.87.5 | Providing and fixing Chlorinated Polyvinyl Chloride (CPVC) pipes, having thermal stability for hot & cold water supply including all CPVC plain & brass threaded fittings This includes jointing of pipes & fittings with one step CPVC solvent cement, trenching, refilling & testing of joints complete as per direction of Engineer in Charge. External work | 40 mm nominal outer dia Pipes | Metre | 418
Sanitary Installations | 22.87.6 | Providing and fixing Chlorinated Polyvinyl Chloride (CPVC) pipes, having thermal stability for hot & cold water supply including all CPVC plain & brass threaded fittings This includes jointing of pipes & fittings with one step CPVC solvent cement, trenching, refilling & testing of joints complete as per direction of Engineer in Charge. External work | 50 mm nominal outer dia Pipes | Metre | 663
Sanitary Installations | 22.87.7 | Providing and fixing Chlorinated Polyvinyl Chloride (CPVC) pipes, having thermal stability for hot & cold water supply including all CPVC plain & brass threaded fittings This includes jointing of pipes & fittings with one step CPVC solvent cement, trenching, refilling & testing of joints complete as per direction of Engineer in Charge. External work | 62.50 mm nominal inner dia Pipes | Metre | 1376
Sanitary Installations | 22.87.8 | Providing and fixing Chlorinated Polyvinyl Chloride (CPVC) pipes, having thermal stability for hot & cold water supply including all CPVC plain & brass threaded fittings This includes jointing of pipes & fittings with one step CPVC solvent cement, trenching, refilling & testing of joints complete as per direction of Engineer in Charge. External work | 75 mm nominal inner dia Pipes | Metre | 1772
Sanitary Installations | 22.87.9 | Providing and fixing Chlorinated Polyvinyl Chloride (CPVC) pipes, having thermal stability for hot & cold water supply including all CPVC plain & brass threaded fittings This includes jointing of pipes & fittings with one step CPVC solvent cement, trenching, refilling & testing of joints complete as per direction of Engineer in Charge. External work | 100 mm nominal inner dia Pipes | Metre | 2526
Sanitary Installations | 22.87.10 | Providing and fixing Chlorinated Polyvinyl Chloride (CPVC) pipes, having thermal stability for hot & cold water supply including all CPVC plain & brass threaded fittings This includes jointing of pipes & fittings with one step CPVC solvent cement, trenching, refilling & testing of joints complete as per direction of Engineer in Charge. External work | 150 mm nominal inner dia Pipes GI PIPES | Metre | 5270
Sanitary Installations | 22.88.1 | Providing and fixing G.I. pipes complete with G.I. fittings and clamps, i/c cutting and making good the walls etc. Internal work· Exposed on wall | 15 mm dia nominal bore | Metre | 191
Sanitary Installations | 22.88.2 | Providing and fixing G.I. pipes complete with G.I. fittings and clamps, i/c cutting and making good the walls etc. Internal work· Exposed on wall | 20 mm dia nominal bore | Metre | 239
Sanitary Installations | 22.88.3 | Providing and fixing G.I. pipes complete with G.I. fittings and clamps, i/c cutting and making good the walls etc. Internal work· Exposed on wall | 25 mm dia nominal bore | Metre | 318
Sanitary Installations | 22.88.4 | Providing and fixing G.I. pipes complete with G.I. fittings and clamps, i/c cutting and making good the walls etc. Internal work· Exposed on wall | 32 mm dia nominal bore | Metre | 393
Sanitary Installations | 22.88.5 | Providing and fixing G.I. pipes complete with G.I. fittings and clamps, i/c cutting and making good the walls etc. Internal work· Exposed on wall | 40 mm dia nominal bore | Metre | 467
Sanitary Installations | 22.88.6 | Providing and fixing G.I. pipes complete with G.I. fittings and clamps, i/c cutting and making good the walls etc. Internal work· Exposed on wall | 50 mm dia nominal bore | Metre | 575
Sanitary Installations | 22.89.1 | Providing and fixing G.I. Pipes complete with G.I. fittings and clamps, i/c making good the walls etc. concealed pipe, including painting with anti corrosive bitumastic paint, cutting chases and making good the wall | 15 mm dia nominal bore | Metre | 258
Sanitary Installations | 22.89.2 | Providing and fixing G.I. Pipes complete with G.I. fittings and clamps, i/c making good the walls etc. concealed pipe, including painting with anti corrosive bitumastic paint, cutting chases and making good the wall | 20 mm dia nominal bore | Metre | 299
Sanitary Installations | 22.90 | Making chases up to 7.5x7.5 cm in walls including making good and finishing with matching surface after housing G.I. pipe etc |  | Metre | 65
Sanitary Installations | 22.91.1 | Providing and fixing G.I. pipes complete with G.I. fittings including trenching up to 0.30m to 1.00m depth and refilling etc. External work | 15 mm dia nominal bore | Metre | 168
Sanitary Installations | 22.91.2 | Providing and fixing G.I. pipes complete with G.I. fittings including trenching up to 0.30m to 1.00m depth and refilling etc. External work | 20 mm dia nominal bore | Metre | 203
Sanitary Installations | 22.91.3 | Providing and fixing G.I. pipes complete with G.I. fittings including trenching up to 0.30m to 1.00m depth and refilling etc. External work | 25 mm dia nominal bore | Metre | 271
Sanitary Installations | 22.91.4 | Providing and fixing G.I. pipes complete with G.I. fittings including trenching up to 0.30m to 1.00m depth and refilling etc. External work | 32 mm dia nominal bore | Metre | 331
Sanitary Installations | 22.91.5 | Providing and fixing G.I. pipes complete with G.I. fittings including trenching up to 0.30m to 1.00m depth and refilling etc. External work | 40 mm dia nominal bore | Metre | 379
Sanitary Installations | 22.91.6 | Providing and fixing G.I. pipes complete with G.I. fittings including trenching up to 0.30m to 1.00m depth and refilling etc. External work | 50 mm dia nominal bore | Metre | 455
Sanitary Installations | 22.91.7 | Providing and fixing G.I. pipes complete with G.I. fittings including trenching up to 0.30m to 1.00m depth and refilling etc. External work | 65 mm dia nominal bore | Metre | 564
Sanitary Installations | 22.91.8 | Providing and fixing G.I. pipes complete with G.I. fittings including trenching up to 0.30m to 1.00m depth and refilling etc. External work | 80 mm dia nominal bore | Metre | 690
Sanitary Installations | 22.92.1 | Making connection of G.I. distribution branch with G.I. main of following sizes by providing and fixing tee, including cutting and threading the pipe etc. complete | 25 to 40 mm nominal bore | Each | 328
Sanitary Installations | 22.92.2 | Making connection of G.I. distribution branch with G.I. main of following sizes by providing and fixing tee, including cutting and threading the pipe etc. complete | 50 to 80 mm nominal bore | Each | 950
Sanitary Installations | 22.93.1 | Providing and filling sand envelope of grading zone IV or coarser grade,1 00mm all-round the G.I. pipes in external work | 15 mm diameter pipe | Metre | 66
Sanitary Installations | 22.93.2 | Providing and filling sand envelope of grading zone IV or coarser grade,1 00mm all-round the G.I. pipes in external work | 20 mm diameter pipe | Metre | 67
Sanitary Installations | 22.93.3 | Providing and filling sand envelope of grading zone IV or coarser grade,1 00mm all-round the G.I. pipes in external work | 25 mm diameter pipe | Metre | 69
Sanitary Installations | 22.93.4 | Providing and filling sand envelope of grading zone IV or coarser grade,1 00mm all-round the G.I. pipes in external work | 32 mm diameter pipe | Metre | 70
Sanitary Installations | 22.93.5 | Providing and filling sand envelope of grading zone IV or coarser grade,1 00mm all-round the G.I. pipes in external work | 40 mm diameter pipe | Metre | 71
Sanitary Installations | 22.93.6 | Providing and filling sand envelope of grading zone IV or coarser grade,1 00mm all-round the G.I. pipes in external work | 50 mm diameter pipe | Metre | 74
Sanitary Installations | 22.93.7 | Providing and filling sand envelope of grading zone IV or coarser grade,1 00mm all-round the G.I. pipes in external work | 65 mm diameter pipe | Metre | 117
Sanitary Installations | 22.93.8 | Providing and filling sand envelope of grading zone IV or coarser grade,1 00mm all-round the G.I. pipes in external work | 80 mm diameter pipe | Metre | 120
Sanitary Installations | 22.93.9 | Providing and filling sand envelope of grading zone IV or coarser grade,1 00mm all-round the G.I. pipes in external work | 100 mm diameter pipe | Metre | 127
Sanitary Installations | 22.93.10 | Providing and filling sand envelope of grading zone IV or coarser grade,1 00mm all-round the G.I. pipes in external work | 150 mm diameter pipe | Metre | 190
Sanitary Installations | 22.94.1 | Providing and fixing G.I. Union in G.I. pipe including cutting and threading the pipe and making long screws etc. complete (New work) | 15 mm nominal bore | Each | 139
Sanitary Installations | 22.94.2 | Providing and fixing G.I. Union in G.I. pipe including cutting and threading the pipe and making long screws etc. complete (New work) | 20 mm nominal bore | Each | 174
Sanitary Installations | 22.94.3 | Providing and fixing G.I. Union in G.I. pipe including cutting and threading the pipe and making long screws etc. complete (New work) | 25 mm nominal bore | Each | 237
Sanitary Installations | 22.94.4 | Providing and fixing G.I. Union in G.I. pipe including cutting and threading the pipe and making long screws etc. complete (New work) | 32 mm nominal bore | Each | 289
Sanitary Installations | 22.94.5 | Providing and fixing G.I. Union in G.I. pipe including cutting and threading the pipe and making long screws etc. complete (New work) | 40 mm nominal bore | Each | 360
Sanitary Installations | 22.94.6 | Providing and fixing G.I. Union in G.I. pipe including cutting and threading the pipe and making long screws etc. complete (New work) | 50 mm nominal bore | Each | 448
Sanitary Installations | 22.94.7 | Providing and fixing G.I. Union in G.I. pipe including cutting and threading the pipe and making long screws etc. complete (New work) | 65 mm nominal bore | Each | 824
Sanitary Installations | 22.94.8 | Providing and fixing G.I. Union in G.I. pipe including cutting and threading the pipe and making long screws etc. complete (New work) | 80 mm nominal bore | Each | 889
Sanitary Installations | 22.95 | Fixing water meter and stop cock in G.I. pipe line including cutting and threading the pipe and making long screws etc. complete (cost of water meter and stop cock to be paid separately). BRASS FITTINGS |  | Each | 263
Sanitary Installations | 22.96.1 | Providing and fixing brass bib cock of approved quality | 15 mm nominal bore | Each | 280
Sanitary Installations | 22.96.2 | Providing and fixing brass bib cock of approved quality | 20 mm nominal bore | Each | 300
Sanitary Installations | 22.97 | Providing and fixing brass stop cock of approved quality: 22.97. 1 15 mm nominal bore |  | Each | 279
Sanitary Installations | 22.98.1 | Providing and fixing gun metal gate valve with C.I. wheel of approved quality (screwed end) | 25 mm nominal bore | Each | 464
Sanitary Installations | 22.98.2 | Providing and fixing gun metal gate valve with C.I. wheel of approved quality (screwed end) | 20 mm nominal bore | Each | 430
Sanitary Installations | 22.98.3 | Providing and fixing gun metal gate valve with C.I. wheel of approved quality (screwed end) | 32 mm nominal bore | Each | 543
Sanitary Installations | 22.98.4 | Providing and fixing gun metal gate valve with C.I. wheel of approved quality (screwed end) | 40 mm nominal bore | Each | 635
Sanitary Installations | 22.98.5 | Providing and fixing gun metal gate valve with C.I. wheel of approved quality (screwed end) | 50 mm nominal bore | Each | 818
Sanitary Installations | 22.98.6 | Providing and fixing gun metal gate valve with C.I. wheel of approved quality (screwed end) | 65 mm nominal bore | Each | 1417
Sanitary Installations | 22.98.7 | Providing and fixing gun metal gate valve with C.I. wheel of approved quality (screwed end) | 80 mm nominal bore | Each | 2119
Sanitary Installations | 22.100.1 | Providing and fixing brass ferrule with C.I. mouth cover including boring and tapping the main | 15 mm nominal bore | Each | 216
Sanitary Installations | 22.100.2 | Providing and fixing brass ferrule with C.I. mouth cover including boring and tapping the main | 20 mm nominal bore | Each | 249
Sanitary Installations | 22.100.3 | Providing and fixing brass ferrule with C.I. mouth cover including boring and tapping the main | 25 mm nominal bore | Each | 332
Sanitary Installations | 22.102.1 | Providing and fixing C.P. brass shower rose with 15 or 20 mm inlet | 100 mm diameter | Each | 135
Sanitary Installations | 22.102.2 | Providing and fixing C.P. brass shower rose with 15 or 20 mm inlet | 150 mm diameter | Each | 169
Sanitary Installations | 22.103.1 | Providing and fixing ball valve (brass) of approved quality, High or low pressure, with plastic floats complete | 15 mm nominal bore | Each | 291
Sanitary Installations | 22.103.2 | Providing and fixing ball valve (brass) of approved quality, High or low pressure, with plastic floats complete | 20 mm nominal bore | Each | 329
Sanitary Installations | 22.103.3 | Providing and fixing ball valve (brass) of approved quality, High or low pressure, with plastic floats complete | 25 mm nominal bore C.P. BRASS FITTINGS | Each | 327
Sanitary Installations | 22.104.1 | Providing and fixing C.P. brass bib cock of approved quality conforming to IS:8931 | 15 mm nominal bore | Each | 387
Sanitary Installations | 22.105.1 | Providing and fixing C.P. brass long nose bib cock of approved quality conforming to IS standards and weighing not less than 810 gms | 15 mm nominal bore | Each | 573
Sanitary Installations | 22.106.1 | Providing and fixing C.P. brass long body bib cock of approved quality conforming to IS standards and weighing not less than 690 gms | 15 mm nominal bore | Each | 512
Sanitary Installations | 22.107.1 | Providing and fixing C.P. brass stop cock (concealed) of standard design and of approved make conforming to IS:8931 | 15 mm nominal bore | Each | 569
Sanitary Installations | 22.108.1 | Providing and fixing C.P. brass angle valve for basin mixer and geyser points of approved quality conforming to IS:8931 | 15mm nominal bore | Each | 497
Sanitary Installations | 22.109 | Providing and fixing C.P. Brass extension nipple (size 15mmx50mm) of approved make and quality as per direction of Engineer-in-charge |  | Each | 55
Sanitary Installations | 22.110.1 | Providing & fixing chrome plated brass battery based infrared sensor operated pillar cock, having foam flow technology | 15 mm nominal bore PTMT FITTINGS | Each | 7537
Sanitary Installations | 22.111.1 | Providing and fixing PTMT bib cock of approved quality and colour | 15mm nominal bore, 86 mm long, weighing not less than 88 gms | Each | 99
Sanitary Installations | 22.111.2 | Providing and fixing PTMT bib cock of approved quality and colour | 15 mm nominal bore, 122mm long, weighing not less than 99 gms | Each | 143
Sanitary Installations | 22.111.3 | Providing and fixing PTMT bib cock of approved quality and colour | 15 mm nominal bore, 165 mm long, weighing not less than 110 gms | Each | 158
Sanitary Installations | 22.111.4 | Providing and fixing PTMT bib cock of approved quality and colour | 15 mm nominal bore, 90 mm long, weighing not less than 93 gms | Each | 208
Sanitary Installations | 22.112.1 | Providing and fixing PTMT stop cock of approved quality and colour | 15 mm nominal bore, 86 mm long, weighing not less than 88 gms | Each | 99
Sanitary Installations | 22.112.2 | Providing and fixing PTMT stop cock of approved quality and colour | 20 mm nominal bore, 89 mm long, weighing not less than 88 gms | Each | 133
Sanitary Installations | 22.112.3 | Providing and fixing PTMT stop cock of approved quality and colour | Concealed stop cock, 15 mm nominal bore, 108 mm long, weighing not less than 108 gms | Each | 180
Sanitary Installations | 22.113.1 | Providing and fixing PTMT pillar cock of approved quality and colour | 15 mm nominal bore, 107 mm long, weighing not less than 110 gms | Each | 170
Sanitary Installations | 22.113.2 | Providing and fixing PTMT pillar cock of approved quality and colour | 15 mm nominal bore, 125 mm long foam flow, weighing not less than 120 gms | Each | 187
Sanitary Installations | 22.114.1 | Providing and fixing PTMT, push cock of approved quality and colour | 15 mm nominal bore, 96 mm long, weighing not less than 75 gms | Each | 86
Sanitary Installations | 22.114.2 | Providing and fixing PTMT, push cock of approved quality and colour | 15 mm nominal bore, 80 mm long, weighing not less than 46 gms | Each | 81
Sanitary Installations | 22.115.1 | Providing and fixing PTMT Waste Coupling for wash basin and sink, of approved quality and colour | Waste coupling 31 mm dia of 79 mm length and 62mm breadth weighing not less than 45 gms | Each | 62
Sanitary Installations | 22.115.2 | Providing and fixing PTMT Waste Coupling for wash basin and sink, of approved quality and colour | Waste coupling 36 mm dia of 83 mm length and 77mm breadth, weighing not less than 60 gms | Each | 61
Sanitary Installations | 22.116.1 | Providing and fixing PTMT Bottle Trap for Wash basin and sink | Bottle trap 31mm single piece moulded with height of 270 mm, effective length of tail pipe 260 mm from the centre of the waste coupling, 77 mm breadth with 25 mm minimum water seal, weighing not less than 260 gms | Each | 291
Sanitary Installations | 22.116.2 | Providing and fixing PTMT Bottle Trap for Wash basin and sink | Bottle trap 36 mm single piece moulded with height of 270 mm, effective length of tail pipe 260 mm from the centre of the waste coupling, 77 mm breadth with 25 mm minimum water seal, weighing not less than 263 gms | Each | 304
Sanitary Installations | 22.117 | Providing and fixing PTMT liquid soap container 109 mm wide, 125 mm high and 112 mm distance from wall of standard shape with bracket of the same materials with snap fittings of approved quality and colour, weighing not less than 105 gms |  | Each | 142
Sanitary Installations | 22.118 | Providing and fixing PTMT towel ring trapezoidal shape 215 mm long, 200 mm wide with minimum distances of 37 mm from wall face with concealed fittings arrangement of approved quality and colour, weighing not less than 88 gms |  | Each | 187
Sanitary Installations | 22.119.1 | Providing and fixing PTMT towel rail complete with brackets fixed to wooden cleats with CP brass screws with concealed fittings arrangement of approved quality and colour | 450 mm long towel rail with total length of 495 mm, 78 mm wide and effective height of 88 mm, weighing not less than 170 gms | Each | 364
Sanitary Installations | 22.119.2 | Providing and fixing PTMT towel rail complete with brackets fixed to wooden cleats with CP brass screws with concealed fittings arrangement of approved quality and colour | 600 mm long towel rail with total length of 645 mm, width 78 mm and effective height of 88 mm, weighing not less than 190 gms | Each | 403
Sanitary Installations | 22.120 | Providing and fixing PTMT shelf 440 mm long, 124 mm width and 36 mm height of approved quality and colour, weighing not less than 300 gms |  | Each | 449
Sanitary Installations | 22.121 | Providing and fixing PTMT 15 mm Urinal spreader size 95x69x100 mm with 1/2" BSP thread and shapes, weighing not less than 60 gms |  | Each | 105
Sanitary Installations | 22.122.1 | Providing and fixing PTMT urinal cock of approved quality and colour | 15 mm nominal bore, 80 mm long, 42 mm high and 30mm wide with BSP female threads weighing not less than 48 gms | Each | 145
Sanitary Installations | 22.123.1.1 | Providing and fixing PTMT grating of approved quality and colour | 100 mm nominal dia | Each | 30
Sanitary Installations | 22.123.1.2 | Providing and fixing PTMT grating of approved quality and colour | 125 mm nominal dia with 25 mm waste hole | Each | 43
Sanitary Installations | 22.123.2.1 | Providing and fixing PTMT grating of approved quality and colour — Rectangular type with openable circular lid | 150 mm nominal size square 100 mm diameter of the inner hinged round grating | Each | 157
Sanitary Installations | 22.124.1 | Providing and fixing PTMT Ball cock of approved quality, colour and make complete with Epoxy coated aluminium rod with LP./ H.P.H.D. plastic ball | 15 mm nominal bore, 105 mm long, weighing not less than 138 gms | Each | 148
Sanitary Installations | 22.124.2 | Providing and fixing PTMT Ball cock of approved quality, colour and make complete with Epoxy coated aluminium rod with LP./ H.P.H.D. plastic ball | 20 mm nominal bore, 120 mm long, weighing not less than 198 gms | Each | 199
Sanitary Installations | 22.124.3 | Providing and fixing PTMT Ball cock of approved quality, colour and make complete with Epoxy coated aluminium rod with LP./ H.P.H.D. plastic ball | 25 mm nominal bore, 152mm long, weighing not less than 440 gms | Each | 405
Sanitary Installations | 22.124.4 | Providing and fixing PTMT Ball cock of approved quality, colour and make complete with Epoxy coated aluminium rod with LP./ H.P.H.D. plastic ball | 40 mm nominal bore, 206mm long, weighing not less than 690 gms | Each | 652
Sanitary Installations | 22.124.5 | Providing and fixing PTMT Ball cock of approved quality, colour and make complete with Epoxy coated aluminium rod with LP./ H.P.H.D. plastic ball | 50 mm nominal bore, 242mm long, weighing not less than 1240 gms | Each | 1158
Sanitary Installations | 22.125 | Providing and fixing PTMT angle stop cock 15 mm nominal bore, weighing not less than 85 gms |  | Each | 137
Sanitary Installations | 22.126 | Providing and fixing PTMT swivelling shower, 15 mm nominal bore, weighing not less than 40 gms |  | Each | 96
Sanitary Installations | 22.127 | Providing and fixing PTMT soap Dish Holder having length of 138mm, breadth 102mm, height of 75mm with concealed fitting arrangements, weighing not less than 106 gms |  | Each | 114
Sanitary Installations | 22.128.1 | Providing and fixing Unplasticised P.V.C. connection pipe with PTMT Nuts, collar and bush of approved quality and colour | 15 mm nominal bore with 30cm length | Each | 71
Sanitary Installations | 22.128.2 | Providing and fixing Unplasticised P.V.C. connection pipe with PTMT Nuts, collar and bush of approved quality and colour | 15 mm nominal bore with 45 cm length | Each | 86
Sanitary Installations | 22.129.1 | Providing and fixing PTMT extension nipple for water tank pipe, fittings of approved quality and colour | 15 mm nominal bore, weighing not less than 32 gms | Each | 42
Sanitary Installations | 22.129.2 | Providing and fixing PTMT extension nipple for water tank pipe, fittings of approved quality and colour | 20 mm nominal bore, weighing not less than 40 gms | Each | 73
Sanitary Installations | 22.129.3 | Providing and fixing PTMT extension nipple for water tank pipe, fittings of approved quality and colour | 25mm nominal bore, weighing not less than 62 gms STAINLESS STEEL PIPES & FITTINGS | Each | 105
Sanitary Installations | 22.130.1 | Providing and fixing Stainless Steel pipe and fitting of grade AISI 304 as per JIS standard 3448 complete with press type fitting (fitting shall be paid for separately) i/c fixing of the pipe with clamps at 1.00 m spacing including cutting and making good the walls including testing of joints complete as per Internal work - Exposed on wall | 15.88 mm outer dia pipe | Metre | 254
Sanitary Installations | 22.130.2 | Providing and fixing Stainless Steel pipe and fitting of grade AISI 304 as per JIS standard 3448 complete with press type fitting (fitting shall be paid for separately) i/c fixing of the pipe with clamps at 1.00 m spacing including cutting and making good the walls including testing of joints complete as per Internal work - Exposed on wall | 22.22 mm outer dia Pipe | Metre | 376
Sanitary Installations | 22.130.3 | Providing and fixing Stainless Steel pipe and fitting of grade AISI 304 as per JIS standard 3448 complete with press type fitting (fitting shall be paid for separately) i/c fixing of the pipe with clamps at 1.00 m spacing including cutting and making good the walls including testing of joints complete as per Internal work - Exposed on wall | 28.58 mm outer dia Pipe | Metre | 461
Sanitary Installations | 22.130.4 | Providing and fixing Stainless Steel pipe and fitting of grade AISI 304 as per JIS standard 3448 complete with press type fitting (fitting shall be paid for separately) i/c fixing of the pipe with clamps at 1.00 m spacing including cutting and making good the walls including testing of joints complete as per Internal work - Exposed on wall | 34.00 mm outer dia Pipe | Metre | 623
Sanitary Installations | 22.130.5 | Providing and fixing Stainless Steel pipe and fitting of grade AISI 304 as per JIS standard 3448 complete with press type fitting (fitting shall be paid for separately) i/c fixing of the pipe with clamps at 1.00 m spacing including cutting and making good the walls including testing of joints complete as per Internal work - Exposed on wall | 42.70 mm outer dia Pipe | Metre | 790
Sanitary Installations | 22.130.6 | Providing and fixing Stainless Steel pipe and fitting of grade AISI 304 as per JIS standard 3448 complete with press type fitting (fitting shall be paid for separately) i/c fixing of the pipe with clamps at 1.00 m spacing including cutting and making good the walls including testing of joints complete as per Internal work - Exposed on wall | 48.60 mm outer dia Pipe | Metre | 875
Sanitary Installations | 22.131.1 | Providing and fixing Stainless Steel pipe and fitting of grade AISI 304 as per JIS standard 3448 complete with press type fitting (fitting shall be paid for separately) i/c fixing of the pipe with clamps at 1.00m spacing and also including cutting of chases and making good the walls including testing of Internal work· Concealed Pipe | 15.88 mm outer dia.Pipes | Metre | 319
Sanitary Installations | 22.131.2 | Providing and fixing Stainless Steel pipe and fitting of grade AISI 304 as per JIS standard 3448 complete with press type fitting (fitting shall be paid for separately) i/c fixing of the pipe with clamps at 1.00m spacing and also including cutting of chases and making good the walls including testing of Internal work· Concealed Pipe | 22.22 mm Outer dia pipes | Metre | 441
Sanitary Installations | 22.132.1 | Providing and fixing required Stainless Steel Fitting of press fit design of grade AISI 304 conforming to JWWA G116 standard with V-profile or M- profile and with 0-ring sealing gasket of EPDM material of required dia as per direction of Engineer-in-charge. Coupling/Socket | For 15.88 mm outer dia pipe | Each | 77
Sanitary Installations | 22.132.2 | Providing and fixing required Stainless Steel Fitting of press fit design of grade AISI 304 conforming to JWWA G116 standard with V-profile or M- profile and with 0-ring sealing gasket of EPDM material of required dia as per direction of Engineer-in-charge. Coupling/Socket | For 22.22 mm outer dia pipe | Each | 100
Sanitary Installations | 22.132.3 | Providing and fixing required Stainless Steel Fitting of press fit design of grade AISI 304 conforming to JWWA G116 standard with V-profile or M- profile and with 0-ring sealing gasket of EPDM material of required dia as per direction of Engineer-in-charge. Coupling/Socket | For 28.58 mm outer dia pipe | Each | 141
Sanitary Installations | 22.132.4 | Providing and fixing required Stainless Steel Fitting of press fit design of grade AISI 304 conforming to JWWA G116 standard with V-profile or M- profile and with 0-ring sealing gasket of EPDM material of required dia as per direction of Engineer-in-charge. Coupling/Socket | For 34.00 mm outer dia pipe | Each | 313
Sanitary Installations | 22.132.5 | Providing and fixing required Stainless Steel Fitting of press fit design of grade AISI 304 conforming to JWWA G116 standard with V-profile or M- profile and with 0-ring sealing gasket of EPDM material of required dia as per direction of Engineer-in-charge. Coupling/Socket | For 42. 70 mm outer dia pipe | Each | 453
Sanitary Installations | 22.132.6 | Providing and fixing required Stainless Steel Fitting of press fit design of grade AISI 304 conforming to JWWA G116 standard with V-profile or M- profile and with 0-ring sealing gasket of EPDM material of required dia as per direction of Engineer-in-charge. Coupling/Socket | For 48.60 mm outer dia pipe | Each | 567
Sanitary Installations | 22.133.1 | Providing and fixing required Stainless Steel Fitting of press fit design of grade AISI 304 conforming to JWWA G116 standard with V-profile or M- profile and with 0-ring sealing gasket of EPDM material of providing and fixing required Stainless Steel Fitting of press fit design of grade AISI 304 conforming to JWWA G116 standard with V-profile or M-profile and with 0- ring sealing gasket of EPDM material of required dia as per direction of Engineer-in-charge. Reducer | For 22.22 mm x 15.88 mm outer dia pipe | Each | 116
Sanitary Installations | 22.133.2 | Providing and fixing required Stainless Steel Fitting of press fit design of grade AISI 304 conforming to JWWA G116 standard with V-profile or M- profile and with 0-ring sealing gasket of EPDM material of providing and fixing required Stainless Steel Fitting of press fit design of grade AISI 304 conforming to JWWA G116 standard with V-profile or M-profile and with 0- ring sealing gasket of EPDM material of required dia as per direction of Engineer-in-charge. Reducer | For 28.58 mm x 15.88 mm outer dia pipe | Each | 156
Sanitary Installations | 22.133.3 | Providing and fixing required Stainless Steel Fitting of press fit design of grade AISI 304 conforming to JWWA G116 standard with V-profile or M- profile and with 0-ring sealing gasket of EPDM material of providing and fixing required Stainless Steel Fitting of press fit design of grade AISI 304 conforming to JWWA G116 standard with V-profile or M-profile and with 0- ring sealing gasket of EPDM material of required dia as per direction of Engineer-in-charge. Reducer | For 28.58 mm x 22.22 mm outer dia pipe | Each | 158
Sanitary Installations | 22.133.4 | Providing and fixing required Stainless Steel Fitting of press fit design of grade AISI 304 conforming to JWWA G116 standard with V-profile or M- profile and with 0-ring sealing gasket of EPDM material of providing and fixing required Stainless Steel Fitting of press fit design of grade AISI 304 conforming to JWWA G116 standard with V-profile or M-profile and with 0- ring sealing gasket of EPDM material of required dia as per direction of Engineer-in-charge. Reducer | For 34.00 mm x 15.88 mm outer dia pipe | Each | 377
Sanitary Installations | 22.133.5 | Providing and fixing required Stainless Steel Fitting of press fit design of grade AISI 304 conforming to JWWA G116 standard with V-profile or M- profile and with 0-ring sealing gasket of EPDM material of providing and fixing required Stainless Steel Fitting of press fit design of grade AISI 304 conforming to JWWA G116 standard with V-profile or M-profile and with 0- ring sealing gasket of EPDM material of required dia as per direction of Engineer-in-charge. Reducer | For 34.00 mm x 22.22 mm outer dia pipe | Each | 377
Sanitary Installations | 22.133.6 | Providing and fixing required Stainless Steel Fitting of press fit design of grade AISI 304 conforming to JWWA G116 standard with V-profile or M- profile and with 0-ring sealing gasket of EPDM material of providing and fixing required Stainless Steel Fitting of press fit design of grade AISI 304 conforming to JWWA G116 standard with V-profile or M-profile and with 0- ring sealing gasket of EPDM material of required dia as per direction of Engineer-in-charge. Reducer | For 34.00 mm x 28.58 mm outer dia pipe | Each | 377
Sanitary Installations | 22.133.7 | Providing and fixing required Stainless Steel Fitting of press fit design of grade AISI 304 conforming to JWWA G116 standard with V-profile or M- profile and with 0-ring sealing gasket of EPDM material of providing and fixing required Stainless Steel Fitting of press fit design of grade AISI 304 conforming to JWWA G116 standard with V-profile or M-profile and with 0- ring sealing gasket of EPDM material of required dia as per direction of Engineer-in-charge. Reducer | For 42. 70 mm x 15.88 mm outer dia pipe | Each | 433
Sanitary Installations | 22.133.8 | Providing and fixing required Stainless Steel Fitting of press fit design of grade AISI 304 conforming to JWWA G116 standard with V-profile or M- profile and with 0-ring sealing gasket of EPDM material of providing and fixing required Stainless Steel Fitting of press fit design of grade AISI 304 conforming to JWWA G116 standard with V-profile or M-profile and with 0- ring sealing gasket of EPDM material of required dia as per direction of Engineer-in-charge. Reducer | For 42. 70 mm x 22.22 mm outer dia pipe | Each | 443
Sanitary Installations | 22.133.9 | Providing and fixing required Stainless Steel Fitting of press fit design of grade AISI 304 conforming to JWWA G116 standard with V-profile or M- profile and with 0-ring sealing gasket of EPDM material of providing and fixing required Stainless Steel Fitting of press fit design of grade AISI 304 conforming to JWWA G116 standard with V-profile or M-profile and with 0- ring sealing gasket of EPDM material of required dia as per direction of Engineer-in-charge. Reducer | For 42. 70 mm x 28.58 mm outer dia pipe | Each | 507
Sanitary Installations | 22.133.10 | Providing and fixing required Stainless Steel Fitting of press fit design of grade AISI 304 conforming to JWWA G116 standard with V-profile or M- profile and with 0-ring sealing gasket of EPDM material of providing and fixing required Stainless Steel Fitting of press fit design of grade AISI 304 conforming to JWWA G116 standard with V-profile or M-profile and with 0- ring sealing gasket of EPDM material of required dia as per direction of Engineer-in-charge. Reducer | For 42. 70 mm x 34.00 mm outer dia pipe | Each | 537
Sanitary Installations | 22.133.11 | Providing and fixing required Stainless Steel Fitting of press fit design of grade AISI 304 conforming to JWWA G116 standard with V-profile or M- profile and with 0-ring sealing gasket of EPDM material of providing and fixing required Stainless Steel Fitting of press fit design of grade AISI 304 conforming to JWWA G116 standard with V-profile or M-profile and with 0- ring sealing gasket of EPDM material of required dia as per direction of Engineer-in-charge. Reducer | For 48.60 mm x 15.88 mm outer dia pipe | Each | 537
Sanitary Installations | 22.133.12 | Providing and fixing required Stainless Steel Fitting of press fit design of grade AISI 304 conforming to JWWA G116 standard with V-profile or M- profile and with 0-ring sealing gasket of EPDM material of providing and fixing required Stainless Steel Fitting of press fit design of grade AISI 304 conforming to JWWA G116 standard with V-profile or M-profile and with 0- ring sealing gasket of EPDM material of required dia as per direction of Engineer-in-charge. Reducer | For 48.60 mm x 22.22 mm outer dia pipe | Each | 537
Sanitary Installations | 22.133.13 | Providing and fixing required Stainless Steel Fitting of press fit design of grade AISI 304 conforming to JWWA G116 standard with V-profile or M- profile and with 0-ring sealing gasket of EPDM material of providing and fixing required Stainless Steel Fitting of press fit design of grade AISI 304 conforming to JWWA G116 standard with V-profile or M-profile and with 0- ring sealing gasket of EPDM material of required dia as per direction of Engineer-in-charge. Reducer | For 48.60 mm x 28.58 mm outer dia pipe | Each | 670
Sanitary Installations | 22.133.14 | Providing and fixing required Stainless Steel Fitting of press fit design of grade AISI 304 conforming to JWWA G116 standard with V-profile or M- profile and with 0-ring sealing gasket of EPDM material of providing and fixing required Stainless Steel Fitting of press fit design of grade AISI 304 conforming to JWWA G116 standard with V-profile or M-profile and with 0- ring sealing gasket of EPDM material of required dia as per direction of Engineer-in-charge. Reducer | For 48.60 mm x 34.00 mm outer dia pipe | Each | 670
Sanitary Installations | 22.133.15 | Providing and fixing required Stainless Steel Fitting of press fit design of grade AISI 304 conforming to JWWA G116 standard with V-profile or M- profile and with 0-ring sealing gasket of EPDM material of providing and fixing required Stainless Steel Fitting of press fit design of grade AISI 304 conforming to JWWA G116 standard with V-profile or M-profile and with 0- ring sealing gasket of EPDM material of required dia as per direction of Engineer-in-charge. Reducer | For 48.60 mm x 42. 70 mm outer dia pipe | Each | 672
Sanitary Installations | 22.134.1 | Providing and fixing required Stainless Steel Fitting of press fit design of grade AISI 304 conforming to JWWA G116 standard with V-profile or M- profile and with 0-ring sealing gasket of EPDM material of required dia as per direction of Engineer-in-charge. Slip Coupling/ Socket | For 15.88 mm outer dia pipe | Each | 157
Sanitary Installations | 22.134.2 | Providing and fixing required Stainless Steel Fitting of press fit design of grade AISI 304 conforming to JWWA G116 standard with V-profile or M- profile and with 0-ring sealing gasket of EPDM material of required dia as per direction of Engineer-in-charge. Slip Coupling/ Socket | For 22.22 mm outer dia pipe | Each | 256
Sanitary Installations | 22.134.3 | Providing and fixing required Stainless Steel Fitting of press fit design of grade AISI 304 conforming to JWWA G116 standard with V-profile or M- profile and with 0-ring sealing gasket of EPDM material of required dia as per direction of Engineer-in-charge. Slip Coupling/ Socket | For 28.58 mm outer dia pipe | Each | 331
Sanitary Installations | 22.134.4 | Providing and fixing required Stainless Steel Fitting of press fit design of grade AISI 304 conforming to JWWA G116 standard with V-profile or M- profile and with 0-ring sealing gasket of EPDM material of required dia as per direction of Engineer-in-charge. Slip Coupling/ Socket | For 34.00 mm outer dia pipe | Each | 477
Sanitary Installations | 22.134.5 | Providing and fixing required Stainless Steel Fitting of press fit design of grade AISI 304 conforming to JWWA G116 standard with V-profile or M- profile and with 0-ring sealing gasket of EPDM material of required dia as per direction of Engineer-in-charge. Slip Coupling/ Socket | For 42. 70 mm outer dia pipe | Each | 670
Sanitary Installations | 22.134.6 | Providing and fixing required Stainless Steel Fitting of press fit design of grade AISI 304 conforming to JWWA G116 standard with V-profile or M- profile and with 0-ring sealing gasket of EPDM material of required dia as per direction of Engineer-in-charge. Slip Coupling/ Socket | For 48.60 mm outer dia pipe | Each | 819
Sanitary Installations | 22.135.1 | Providing and fixing required Stainless Steel Fitting of press fit design of grade AISI 304 conforming to JWWA G116 standard with V-profile or M- profile and with 0-ring sealing gasket of EPDM material of required dia as per direction of Engineer-in-charge. Elbow90° | For 15.88mm outer dia pipe | Each | 84
Sanitary Installations | 22.135.2 | Providing and fixing required Stainless Steel Fitting of press fit design of grade AISI 304 conforming to JWWA G116 standard with V-profile or M- profile and with 0-ring sealing gasket of EPDM material of required dia as per direction of Engineer-in-charge. Elbow90° | For 22.22 mm outer dia pipe | Each | 147
Sanitary Installations | 22.135.3 | Providing and fixing required Stainless Steel Fitting of press fit design of grade AISI 304 conforming to JWWA G116 standard with V-profile or M- profile and with 0-ring sealing gasket of EPDM material of required dia as per direction of Engineer-in-charge. Elbow90° | For 28.58 mm outer dia pipe | Each | 276
Sanitary Installations | 22.135.4 | Providing and fixing required Stainless Steel Fitting of press fit design of grade AISI 304 conforming to JWWA G116 standard with V-profile or M- profile and with 0-ring sealing gasket of EPDM material of required dia as per direction of Engineer-in-charge. Elbow90° | For 34.00 mm outer dia pipe | Each | 551
Sanitary Installations | 22.135.5 | Providing and fixing required Stainless Steel Fitting of press fit design of grade AISI 304 conforming to JWWA G116 standard with V-profile or M- profile and with 0-ring sealing gasket of EPDM material of required dia as per direction of Engineer-in-charge. Elbow90° | For 42. 70 mm outer dia pipe | Each | 849
Sanitary Installations | 22.135.6 | Providing and fixing required Stainless Steel Fitting of press fit design of grade AISI 304 conforming to JWWA G116 standard with V-profile or M- profile and with 0-ring sealing gasket of EPDM material of required dia as per direction of Engineer-in-charge. Elbow90° | For 48.60 mm outer dia pipe | Each | 1028
Sanitary Installations | 22.136.1 | Providing and fixing required Stainless Steel Fitting of press fit design of grade AISI 304 conforming to JWWA G116 standard with V-profile or M- profile and with 0-ring sealing gasket of EPDM material of required dia as per direction of Engineer-in-charge. Reducing Elbow9 0° | For22.22 mm x 15.88 mm outer dia pipe | Each | 187
Sanitary Installations | 22.136.2 | Providing and fixing required Stainless Steel Fitting of press fit design of grade AISI 304 conforming to JWWA G116 standard with V-profile or M- profile and with 0-ring sealing gasket of EPDM material of required dia as per direction of Engineer-in-charge. Reducing Elbow9 0° | For 28.58 mm x 15.88 mm outer dia pipe | Each | 255
Sanitary Installations | 22.136.3 | Providing and fixing required Stainless Steel Fitting of press fit design of grade AISI 304 conforming to JWWA G116 standard with V-profile or M- profile and with 0-ring sealing gasket of EPDM material of required dia as per direction of Engineer-in-charge. Reducing Elbow9 0° | For 28.58 mm x 22.22 mm outer dia pipe | Each | 266
Sanitary Installations | 22.136.4 | Providing and fixing required Stainless Steel Fitting of press fit design of grade AISI 304 conforming to JWWA G116 standard with V-profile or M- profile and with 0-ring sealing gasket of EPDM material of required dia as per direction of Engineer-in-charge. Reducing Elbow9 0° | For 34.00 mm x 22.22 mm outer dia pipe | Each | 564
Sanitary Installations | 22.136.5 | Providing and fixing required Stainless Steel Fitting of press fit design of grade AISI 304 conforming to JWWA G116 standard with V-profile or M- profile and with 0-ring sealing gasket of EPDM material of required dia as per direction of Engineer-in-charge. Reducing Elbow9 0° | For 34.00 mm x 28.58 mm outer dia pipe | Each | 564
Sanitary Installations | 22.136.6 | Providing and fixing required Stainless Steel Fitting of press fit design of grade AISI 304 conforming to JWWA G116 standard with V-profile or M- profile and with 0-ring sealing gasket of EPDM material of required dia as per direction of Engineer-in-charge. Reducing Elbow9 0° | For 42. 70 mm x 34.00 mm outer dia pipe | Each | 822
Sanitary Installations | 22.137.1 | Providing and fixing required Stainless Steel Fitting of press fit design of grade AISI 304 conforming to JWWA G116 standard with V-profile or M- profile and with 0-ring sealing gasket of EPDM material of required dia as per direction of Engineer-in-charge. Equal Tee | For 15.88 mm outer dia pipe | Each | 166
Sanitary Installations | 22.137.2 | Providing and fixing required Stainless Steel Fitting of press fit design of grade AISI 304 conforming to JWWA G116 standard with V-profile or M- profile and with 0-ring sealing gasket of EPDM material of required dia as per direction of Engineer-in-charge. Equal Tee | For 22.22 mm outer dia pipe | Each | 251
Sanitary Installations | 22.137.3 | Providing and fixing required Stainless Steel Fitting of press fit design of grade AISI 304 conforming to JWWA G116 standard with V-profile or M- profile and with 0-ring sealing gasket of EPDM material of required dia as per direction of Engineer-in-charge. Equal Tee | For 28.58 mm outer dia pipe | Each | 391
Sanitary Installations | 22.137.4 | Providing and fixing required Stainless Steel Fitting of press fit design of grade AISI 304 conforming to JWWA G116 standard with V-profile or M- profile and with 0-ring sealing gasket of EPDM material of required dia as per direction of Engineer-in-charge. Equal Tee | For 34.00 mm outer dia pipe | Each | 859
Sanitary Installations | 22.137.5 | Providing and fixing required Stainless Steel Fitting of press fit design of grade AISI 304 conforming to JWWA G116 standard with V-profile or M- profile and with 0-ring sealing gasket of EPDM material of required dia as per direction of Engineer-in-charge. Equal Tee | For 42. 70 mm outer dia pipe | Each | 1177
Sanitary Installations | 22.137.6 | Providing and fixing required Stainless Steel Fitting of press fit design of grade AISI 304 conforming to JWWA G116 standard with V-profile or M- profile and with 0-ring sealing gasket of EPDM material of required dia as per direction of Engineer-in-charge. Equal Tee | For 48.60 mm outer dia pipe | Each | 1402
Sanitary Installations | 22.138.1 | Providing and fixing required Stainless Steel Fitting of press fit design of grade AISI 304 conforming to JWWA G116 standard with V-profile or M- profile and with 0-ring sealing gasket of EPDM material of required dia as per direction of Engineer-in-charge. Reducing Tee | For 22.22 mm x 15.88 mm outer dia pipe | Each | 225
Sanitary Installations | 22.138.2 | Providing and fixing required Stainless Steel Fitting of press fit design of grade AISI 304 conforming to JWWA G116 standard with V-profile or M- profile and with 0-ring sealing gasket of EPDM material of required dia as per direction of Engineer-in-charge. Reducing Tee | For 28.58 mm x 15.88 mm outer dia pipe | Each | 298
Sanitary Installations | 22.138.3 | Providing and fixing required Stainless Steel Fitting of press fit design of grade AISI 304 conforming to JWWA G116 standard with V-profile or M- profile and with 0-ring sealing gasket of EPDM material of required dia as per direction of Engineer-in-charge. Reducing Tee | For 28.58 mm x 22.22 mm outer dia pipe | Each | 302
Sanitary Installations | 22.138.4 | Providing and fixing required Stainless Steel Fitting of press fit design of grade AISI 304 conforming to JWWA G116 standard with V-profile or M- profile and with 0-ring sealing gasket of EPDM material of required dia as per direction of Engineer-in-charge. Reducing Tee | For 34.00 mm x 15.88 mm outer dia pipe | Each | 715
Sanitary Installations | 22.138.5 | Providing and fixing required Stainless Steel Fitting of press fit design of grade AISI 304 conforming to JWWA G116 standard with V-profile or M- profile and with 0-ring sealing gasket of EPDM material of required dia as per direction of Engineer-in-charge. Reducing Tee | For 34.00 mm x 22.22 mm outer dia pipe | Each | 742
Sanitary Installations | 22.138.6 | Providing and fixing required Stainless Steel Fitting of press fit design of grade AISI 304 conforming to JWWA G116 standard with V-profile or M- profile and with 0-ring sealing gasket of EPDM material of required dia as per direction of Engineer-in-charge. Reducing Tee | For 34.00 mm x 28.58 mm outer dia pipe | Each | 758
Sanitary Installations | 22.138.7 | Providing and fixing required Stainless Steel Fitting of press fit design of grade AISI 304 conforming to JWWA G116 standard with V-profile or M- profile and with 0-ring sealing gasket of EPDM material of required dia as per direction of Engineer-in-charge. Reducing Tee | For 42. 70 mm x 15.88 mm outer dia pipe | Each | 955
Sanitary Installations | 22.138.8 | Providing and fixing required Stainless Steel Fitting of press fit design of grade AISI 304 conforming to JWWA G116 standard with V-profile or M- profile and with 0-ring sealing gasket of EPDM material of required dia as per direction of Engineer-in-charge. Reducing Tee | For 42. 70 mm x 22.22 mm outer dia pipe | Each | 969
Sanitary Installations | 22.138.9 | Providing and fixing required Stainless Steel Fitting of press fit design of grade AISI 304 conforming to JWWA G116 standard with V-profile or M- profile and with 0-ring sealing gasket of EPDM material of required dia as per direction of Engineer-in-charge. Reducing Tee | For 42.7 0 mm x 28.58 mm outer dia pipe | Each | 998
Sanitary Installations | 22.138.10 | Providing and fixing required Stainless Steel Fitting of press fit design of grade AISI 304 conforming to JWWA G116 standard with V-profile or M- profile and with 0-ring sealing gasket of EPDM material of required dia as per direction of Engineer-in-charge. Reducing Tee | For 42. 70 mm x 34.00 mm outer dia pipe | Each | 1053
Sanitary Installations | 22.138.11 | Providing and fixing required Stainless Steel Fitting of press fit design of grade AISI 304 conforming to JWWA G116 standard with V-profile or M- profile and with 0-ring sealing gasket of EPDM material of required dia as per direction of Engineer-in-charge. Reducing Tee | For 48.60 mm x 15.88 mm outer dia pipe | Each | 1152
Sanitary Installations | 22.138.12 | Providing and fixing required Stainless Steel Fitting of press fit design of grade AISI 304 conforming to JWWA G116 standard with V-profile or M- profile and with 0-ring sealing gasket of EPDM material of required dia as per direction of Engineer-in-charge. Reducing Tee | For 48.60 mm x 22.22 mm outer dia pipe | Each | 1083
Sanitary Installations | 22.138.13 | Providing and fixing required Stainless Steel Fitting of press fit design of grade AISI 304 conforming to JWWA G116 standard with V-profile or M- profile and with 0-ring sealing gasket of EPDM material of required dia as per direction of Engineer-in-charge. Reducing Tee | For 48.60 mm x 28.58 mm outer dia pipe | Each | 1103
Sanitary Installations | 22.138.14 | Providing and fixing required Stainless Steel Fitting of press fit design of grade AISI 304 conforming to JWWA G116 standard with V-profile or M- profile and with 0-ring sealing gasket of EPDM material of required dia as per direction of Engineer-in-charge. Reducing Tee | For 48.60 mm x 34.00 mm outer dia pipe | Each | 1236
Sanitary Installations | 22.138.15 | Providing and fixing required Stainless Steel Fitting of press fit design of grade AISI 304 conforming to JWWA G116 standard with V-profile or M- profile and with 0-ring sealing gasket of EPDM material of required dia as per direction of Engineer-in-charge. Reducing Tee | For 48.60 mm x 42.7 0 mm outer dia pipe | Each | 1268
Sanitary Installations | 22.139.1 | Providing and fixing required Stainless Steel Fitting of press fit design of grade AISI 304 conforming to JWWA G116 standard with V-profile or M- profile and with 0-ring sealing gasket of EPDM material of required dia as per direction of Engineer-in-charge. Male Thread Tee | For 15.88 mm outer dia x 15 mm nominal dia threaded | Each | 355
Sanitary Installations | 22.139.2 | Providing and fixing required Stainless Steel Fitting of press fit design of grade AISI 304 conforming to JWWA G116 standard with V-profile or M- profile and with 0-ring sealing gasket of EPDM material of required dia as per direction of Engineer-in-charge. Male Thread Tee | For 22.22 mm outer dia x 15 mm nominal dia threaded | Each | 433
Sanitary Installations | 22.139.3 | Providing and fixing required Stainless Steel Fitting of press fit design of grade AISI 304 conforming to JWWA G116 standard with V-profile or M- profile and with 0-ring sealing gasket of EPDM material of required dia as per direction of Engineer-in-charge. Male Thread Tee | For 22.22 mm outer dia x 20 mm nominal dia threaded | Each | 458
Sanitary Installations | 22.139.4 | Providing and fixing required Stainless Steel Fitting of press fit design of grade AISI 304 conforming to JWWA G116 standard with V-profile or M- profile and with 0-ring sealing gasket of EPDM material of required dia as per direction of Engineer-in-charge. Male Thread Tee | For 28.58 mm outer dia x 15 mm nominal dia threaded | Each | 497
Sanitary Installations | 22.139.5 | Providing and fixing required Stainless Steel Fitting of press fit design of grade AISI 304 conforming to JWWA G116 standard with V-profile or M- profile and with 0-ring sealing gasket of EPDM material of required dia as per direction of Engineer-in-charge. Male Thread Tee | For 28.58 mm outer dia x 20 mm nominal dia threaded | Each | 645
Sanitary Installations | 22.139.6 | Providing and fixing required Stainless Steel Fitting of press fit design of grade AISI 304 conforming to JWWA G116 standard with V-profile or M- profile and with 0-ring sealing gasket of EPDM material of required dia as per direction of Engineer-in-charge. Male Thread Tee | For 28.58 mm outer dia x 25 mm nominal dia threaded | Each | 645
Sanitary Installations | 22.139.7 | Providing and fixing required Stainless Steel Fitting of press fit design of grade AISI 304 conforming to JWWA G116 standard with V-profile or M- profile and with 0-ring sealing gasket of EPDM material of required dia as per direction of Engineer-in-charge. Male Thread Tee | For 34.00 mm outer dia x 15 mm nominal dia threaded | Each | 853
Sanitary Installations | 22.139.8 | Providing and fixing required Stainless Steel Fitting of press fit design of grade AISI 304 conforming to JWWA G116 standard with V-profile or M- profile and with 0-ring sealing gasket of EPDM material of required dia as per direction of Engineer-in-charge. Male Thread Tee | For 34.00 mm outer dia x 20 mm nominal dia threaded | Each | 877
Sanitary Installations | 22.139.9 | Providing and fixing required Stainless Steel Fitting of press fit design of grade AISI 304 conforming to JWWA G116 standard with V-profile or M- profile and with 0-ring sealing gasket of EPDM material of required dia as per direction of Engineer-in-charge. Male Thread Tee | For 34.00 mm outer dia x 25 mm nominal dia threaded | Each | 954
Sanitary Installations | 22.139.10 | Providing and fixing required Stainless Steel Fitting of press fit design of grade AISI 304 conforming to JWWA G116 standard with V-profile or M- profile and with 0-ring sealing gasket of EPDM material of required dia as per direction of Engineer-in-charge. Male Thread Tee | For 34.00 mm outer dia x 32 mm nominal dia threaded | Each | 1054
Sanitary Installations | 22.139.11 | Providing and fixing required Stainless Steel Fitting of press fit design of grade AISI 304 conforming to JWWA G116 standard with V-profile or M- profile and with 0-ring sealing gasket of EPDM material of required dia as per direction of Engineer-in-charge. Male Thread Tee | For 42.7 0 mm outer dia x 15 mm nominal dia threaded | Each | 1097
Sanitary Installations | 22.139.12 | Providing and fixing required Stainless Steel Fitting of press fit design of grade AISI 304 conforming to JWWA G116 standard with V-profile or M- profile and with 0-ring sealing gasket of EPDM material of required dia as per direction of Engineer-in-charge. Male Thread Tee | For 42.7 0 mm outer dia x 20 mm nominal dia threaded | Each | 1114
Sanitary Installations | 22.139.13 | Providing and fixing required Stainless Steel Fitting of press fit design of grade AISI 304 conforming to JWWA G116 standard with V-profile or M- profile and with 0-ring sealing gasket of EPDM material of required dia as per direction of Engineer-in-charge. Male Thread Tee | For 42.7 0 mm outer dia x 25 mm nominal dia threaded | Each | 1174
Sanitary Installations | 22.139.14 | Providing and fixing required Stainless Steel Fitting of press fit design of grade AISI 304 conforming to JWWA G116 standard with V-profile or M- profile and with 0-ring sealing gasket of EPDM material of required dia as per direction of Engineer-in-charge. Male Thread Tee | For 42.7 0 mm outer dia x 32 mm nominal dia threaded | Each | 1286
Sanitary Installations | 22.139.15 | Providing and fixing required Stainless Steel Fitting of press fit design of grade AISI 304 conforming to JWWA G116 standard with V-profile or M- profile and with 0-ring sealing gasket of EPDM material of required dia as per direction of Engineer-in-charge. Male Thread Tee | For 42.7 0 mm outer dia x 40 mm nominal dia threaded | Each | 1540
Sanitary Installations | 22.139.16 | Providing and fixing required Stainless Steel Fitting of press fit design of grade AISI 304 conforming to JWWA G116 standard with V-profile or M- profile and with 0-ring sealing gasket of EPDM material of required dia as per direction of Engineer-in-charge. Male Thread Tee | For 48.60 mm outer dia x 15 mm nominal dia threaded | Each | 1181
Sanitary Installations | 22.139.17 | Providing and fixing required Stainless Steel Fitting of press fit design of grade AISI 304 conforming to JWWA G116 standard with V-profile or M- profile and with 0-ring sealing gasket of EPDM material of required dia as per direction of Engineer-in-charge. Male Thread Tee | For 48.60 mm outer dia x 20 mm nominal dia threaded | Each | 1205
Sanitary Installations | 22.139.18 | Providing and fixing required Stainless Steel Fitting of press fit design of grade AISI 304 conforming to JWWA G116 standard with V-profile or M- profile and with 0-ring sealing gasket of EPDM material of required dia as per direction of Engineer-in-charge. Male Thread Tee | For 48.60 mm outer dia x 25 mm nominal dia threaded | Each | 1312
Sanitary Installations | 22.139.19 | Providing and fixing required Stainless Steel Fitting of press fit design of grade AISI 304 conforming to JWWA G116 standard with V-profile or M- profile and with 0-ring sealing gasket of EPDM material of required dia as per direction of Engineer-in-charge. Male Thread Tee | For 48.60 mm outer dia x 32 mm nominal dia threaded | Each | 1523
Sanitary Installations | 22.139.20 | Providing and fixing required Stainless Steel Fitting of press fit design of grade AISI 304 conforming to JWWA G116 standard with V-profile or M- profile and with 0-ring sealing gasket of EPDM material of required dia as per direction of Engineer-in-charge. Male Thread Tee | For 48.60 mm outer dia x 40 mm nominal dia threaded | Each | 1948
Sanitary Installations | 22.139.21 | Providing and fixing required Stainless Steel Fitting of press fit design of grade AISI 304 conforming to JWWA G116 standard with V-profile or M- profile and with 0-ring sealing gasket of EPDM material of required dia as per direction of Engineer-in-charge. Male Thread Tee | For 48.60 mm outer dia x 50 mm nominal dia threaded | Each | 2153
Sanitary Installations | 22.140.1 | Providing and fixing required Stainless Steel Fitting of press fit design of grade AISI 304 conforming to JWWA G116 standard with V-profile or M- profile and with 0-ring sealing gasket of EPDM material of required dia as per direction of Engineer-in-charge. Female Thread Tee | For 15.88 mm outer dia x15 mm nominal dia threaded | Each | 311
Sanitary Installations | 22.140.2 | Providing and fixing required Stainless Steel Fitting of press fit design of grade AISI 304 conforming to JWWA G116 standard with V-profile or M- profile and with 0-ring sealing gasket of EPDM material of required dia as per direction of Engineer-in-charge. Female Thread Tee | For 22.22 mm outer dia x 15 mm nominal dia threaded | Each | 358
Sanitary Installations | 22.140.3 | Providing and fixing required Stainless Steel Fitting of press fit design of grade AISI 304 conforming to JWWA G116 standard with V-profile or M- profile and with 0-ring sealing gasket of EPDM material of required dia as per direction of Engineer-in-charge. Female Thread Tee | For 22.22 mm outer dia x 20 mm nominal dia threaded | Each | 386
Sanitary Installations | 22.140.4 | Providing and fixing required Stainless Steel Fitting of press fit design of grade AISI 304 conforming to JWWA G116 standard with V-profile or M- profile and with 0-ring sealing gasket of EPDM material of required dia as per direction of Engineer-in-charge. Female Thread Tee | For 28.58 mm outer dia x 15 mm nominal dia threaded | Each | 519
Sanitary Installations | 22.140.5 | Providing and fixing required Stainless Steel Fitting of press fit design of grade AISI 304 conforming to JWWA G116 standard with V-profile or M- profile and with 0-ring sealing gasket of EPDM material of required dia as per direction of Engineer-in-charge. Female Thread Tee | For 28.58 mm outer dia x 20 mm nominal dia threaded | Each | 519
Sanitary Installations | 22.140.6 | Providing and fixing required Stainless Steel Fitting of press fit design of grade AISI 304 conforming to JWWA G116 standard with V-profile or M- profile and with 0-ring sealing gasket of EPDM material of required dia as per direction of Engineer-in-charge. Female Thread Tee | For 28.58 mm outer dia x 25 mm nominal dia threaded | Each | 648
Sanitary Installations | 22.140.7 | Providing and fixing required Stainless Steel Fitting of press fit design of grade AISI 304 conforming to JWWA G116 standard with V-profile or M- profile and with 0-ring sealing gasket of EPDM material of required dia as per direction of Engineer-in-charge. Female Thread Tee | For 34.00 mm outer dia x 15 mm nominal dia threaded | Each | 781
Sanitary Installations | 22.140.8 | Providing and fixing required Stainless Steel Fitting of press fit design of grade AISI 304 conforming to JWWA G116 standard with V-profile or M- profile and with 0-ring sealing gasket of EPDM material of required dia as per direction of Engineer-in-charge. Female Thread Tee | For 34.00 mm outer dia x 20 mm nominal dia threaded | Each | 781
Sanitary Installations | 22.140.9 | Providing and fixing required Stainless Steel Fitting of press fit design of grade AISI 304 conforming to JWWA G116 standard with V-profile or M- profile and with 0-ring sealing gasket of EPDM material of required dia as per direction of Engineer-in-charge. Female Thread Tee | For 34.00 mm outer dia x 25 mm nominal dia threaded | Each | 935
Sanitary Installations | 22.140.10 | Providing and fixing required Stainless Steel Fitting of press fit design of grade AISI 304 conforming to JWWA G116 standard with V-profile or M- profile and with 0-ring sealing gasket of EPDM material of required dia as per direction of Engineer-in-charge. Female Thread Tee | For 34.00 mm outer dia x 32 mm nominal dia threaded | Each | 1105
Sanitary Installations | 22.140.11 | Providing and fixing required Stainless Steel Fitting of press fit design of grade AISI 304 conforming to JWWA G116 standard with V-profile or M- profile and with 0-ring sealing gasket of EPDM material of required dia as per direction of Engineer-in-charge. Female Thread Tee | For 42.7 0 mm outer dia x 15 mm nominal dia threaded | Each | 1105
Sanitary Installations | 22.140.12 | Providing and fixing required Stainless Steel Fitting of press fit design of grade AISI 304 conforming to JWWA G116 standard with V-profile or M- profile and with 0-ring sealing gasket of EPDM material of required dia as per direction of Engineer-in-charge. Female Thread Tee | For 42.7 0 mm outer dia x 20 mm nominal dia threaded | Each | 1116
Sanitary Installations | 22.140.13 | Providing and fixing required Stainless Steel Fitting of press fit design of grade AISI 304 conforming to JWWA G116 standard with V-profile or M- profile and with 0-ring sealing gasket of EPDM material of required dia as per direction of Engineer-in-charge. Female Thread Tee | For 42.7 0 mm outer dia x 25 mm nominal dia threaded | Each | 1228
Sanitary Installations | 22.140.14 | Providing and fixing required Stainless Steel Fitting of press fit design of grade AISI 304 conforming to JWWA G116 standard with V-profile or M- profile and with 0-ring sealing gasket of EPDM material of required dia as per direction of Engineer-in-charge. Female Thread Tee | For 42.7 0 mm outer dia x 32 mm nominal dia threaded | Each | 1253
Sanitary Installations | 22.140.15 | Providing and fixing required Stainless Steel Fitting of press fit design of grade AISI 304 conforming to JWWA G116 standard with V-profile or M- profile and with 0-ring sealing gasket of EPDM material of required dia as per direction of Engineer-in-charge. Female Thread Tee | For 42.7 0 mm outer dia x 40 mm nominal dia threaded | Each | 1420
Sanitary Installations | 22.140.16 | Providing and fixing required Stainless Steel Fitting of press fit design of grade AISI 304 conforming to JWWA G116 standard with V-profile or M- profile and with 0-ring sealing gasket of EPDM material of required dia as per direction of Engineer-in-charge. Female Thread Tee | For 48.60 mm outer dia x 15 mm nominal dia threaded | Each | 1326
Sanitary Installations | 22.140.17 | Providing and fixing required Stainless Steel Fitting of press fit design of grade AISI 304 conforming to JWWA G116 standard with V-profile or M- profile and with 0-ring sealing gasket of EPDM material of required dia as per direction of Engineer-in-charge. Female Thread Tee | For 48.60 mm outer dia x 20 mm nominal dia threaded | Each | 1338
Sanitary Installations | 22.140.18 | Providing and fixing required Stainless Steel Fitting of press fit design of grade AISI 304 conforming to JWWA G116 standard with V-profile or M- profile and with 0-ring sealing gasket of EPDM material of required dia as per direction of Engineer-in-charge. Female Thread Tee | For 48.60 mm outer dia x 25 mm nominal dia threaded | Each | 1370
Sanitary Installations | 22.140.19 | Providing and fixing required Stainless Steel Fitting of press fit design of grade AISI 304 conforming to JWWA G116 standard with V-profile or M- profile and with 0-ring sealing gasket of EPDM material of required dia as per direction of Engineer-in-charge. Female Thread Tee | For 48.60 mm outer dia x 32 mm nominal dia threaded | Each | 1467
Sanitary Installations | 22.140.20 | Providing and fixing required Stainless Steel Fitting of press fit design of grade AISI 304 conforming to JWWA G116 standard with V-profile or M- profile and with 0-ring sealing gasket of EPDM material of required dia as per direction of Engineer-in-charge. Female Thread Tee | For 48.60 mm outer dia x 40 mm nominal dia threaded | Each | 1547
Sanitary Installations | 22.140.21 | Providing and fixing required Stainless Steel Fitting of press fit design of grade AISI 304 conforming to JWWA G116 standard with V-profile or M- profile and with 0-ring sealing gasket of EPDM material of required dia as per direction of Engineer-in-charge. Female Thread Tee | For 48.60 mm outer dia x 50 mm nominal dia threaded | Each | 1918
Sanitary Installations | 22.141.1 | Providing and fixing required Stainless Steel Fitting of press fit design of grade AISI 304 conforming to JWWA G116 standard with V-profile or M- profile and with 0-ring sealing gasket of EPDM material of required dia as per direction of Engineer-in-charge. Female Thread Connector/ Adapter | For 15.86 mm outer dia x 15 mm nominal dia threaded | Each | 221
Sanitary Installations | 22.141.2 | Providing and fixing required Stainless Steel Fitting of press fit design of grade AISI 304 conforming to JWWA G116 standard with V-profile or M- profile and with 0-ring sealing gasket of EPDM material of required dia as per direction of Engineer-in-charge. Female Thread Connector/ Adapter | For 22.22 mm outer dia x 15 monomial dia threaded | Each | 244
Sanitary Installations | 22.141.3 | Providing and fixing required Stainless Steel Fitting of press fit design of grade AISI 304 conforming to JWWA G116 standard with V-profile or M- profile and with 0-ring sealing gasket of EPDM material of required dia as per direction of Engineer-in-charge. Female Thread Connector/ Adapter | For 22.22 mm outer dia x 20 mm nominal dia threaded | Each | 261
Sanitary Installations | 22.141.4 | Providing and fixing required Stainless Steel Fitting of press fit design of grade AISI 304 conforming to JWWA G116 standard with V-profile or M- profile and with 0-ring sealing gasket of EPDM material of required dia as per direction of Engineer-in-charge. Female Thread Connector/ Adapter | For 28.58 mm outer dia x 15 mm nominal dia threaded | Each | 433
Sanitary Installations | 22.141.5 | Providing and fixing required Stainless Steel Fitting of press fit design of grade AISI 304 conforming to JWWA G116 standard with V-profile or M- profile and with 0-ring sealing gasket of EPDM material of required dia as per direction of Engineer-in-charge. Female Thread Connector/ Adapter | For 28.58 mm outer dia x 20 mm nominal dia threaded | Each | 433
Sanitary Installations | 22.141.6 | Providing and fixing required Stainless Steel Fitting of press fit design of grade AISI 304 conforming to JWWA G116 standard with V-profile or M- profile and with 0-ring sealing gasket of EPDM material of required dia as per direction of Engineer-in-charge. Female Thread Connector/ Adapter | For 28.58 mm outer dia x 25 mm nominal dia threaded | Each | 433
Sanitary Installations | 22.141.7 | Providing and fixing required Stainless Steel Fitting of press fit design of grade AISI 304 conforming to JWWA G116 standard with V-profile or M- profile and with 0-ring sealing gasket of EPDM material of required dia as per direction of Engineer-in-charge. Female Thread Connector/ Adapter | For 34.00 mm outer dia x 25 mm nominal dia threaded | Each | 717
Sanitary Installations | 22.141.8 | Providing and fixing required Stainless Steel Fitting of press fit design of grade AISI 304 conforming to JWWA G116 standard with V-profile or M- profile and with 0-ring sealing gasket of EPDM material of required dia as per direction of Engineer-in-charge. Female Thread Connector/ Adapter | For 34.00 mm outer dia x 32 mm nominal dia threaded | Each | 769
Sanitary Installations | 22.141.9 | Providing and fixing required Stainless Steel Fitting of press fit design of grade AISI 304 conforming to JWWA G116 standard with V-profile or M- profile and with 0-ring sealing gasket of EPDM material of required dia as per direction of Engineer-in-charge. Female Thread Connector/ Adapter | For 42.7 0 mm outer dia x 32 mm nominal dia threaded | Each | 1080
Sanitary Installations | 22.141.10 | Providing and fixing required Stainless Steel Fitting of press fit design of grade AISI 304 conforming to JWWA G116 standard with V-profile or M- profile and with 0-ring sealing gasket of EPDM material of required dia as per direction of Engineer-in-charge. Female Thread Connector/ Adapter | For 42.7 0 mm outer dia x 40 mm nominal dia threaded | Each | 1117
Sanitary Installations | 22.141.11 | Providing and fixing required Stainless Steel Fitting of press fit design of grade AISI 304 conforming to JWWA G116 standard with V-profile or M- profile and with 0-ring sealing gasket of EPDM material of required dia as per direction of Engineer-in-charge. Female Thread Connector/ Adapter | For 48.60 mm outer dia x 40 mm nominal dia threaded | Each | 1410
Sanitary Installations | 22.141.12 | Providing and fixing required Stainless Steel Fitting of press fit design of grade AISI 304 conforming to JWWA G116 standard with V-profile or M- profile and with 0-ring sealing gasket of EPDM material of required dia as per direction of Engineer-in-charge. Female Thread Connector/ Adapter | For 48.60 mm outer dia x 50 mm nominal dia threaded | Each | 1410
Sanitary Installations | 22.142.1 | Providing and fixing required Stainless Steel Fitting of press fit design of grade AISI 304 conforming to JWWA G116 standard with V-profile or M- profile and with 0-ring sealing gasket of EPDM material of required dia as per direction of Engineer-in-charge. Male Thread Connector/ Adapter | For 15.88 mm outer dia x 15 mm nominal dia threaded | Each | 209
Sanitary Installations | 22.142.2 | Providing and fixing required Stainless Steel Fitting of press fit design of grade AISI 304 conforming to JWWA G116 standard with V-profile or M- profile and with 0-ring sealing gasket of EPDM material of required dia as per direction of Engineer-in-charge. Male Thread Connector/ Adapter | For 22.22 mm outer dia x 15 mm nominal dia threaded | Each | 224
Sanitary Installations | 22.142.3 | Providing and fixing required Stainless Steel Fitting of press fit design of grade AISI 304 conforming to JWWA G116 standard with V-profile or M- profile and with 0-ring sealing gasket of EPDM material of required dia as per direction of Engineer-in-charge. Male Thread Connector/ Adapter | For 22.22 mm outer dia x 20 mm nominal dia threaded | Each | 249
Sanitary Installations | 22.142.4 | Providing and fixing required Stainless Steel Fitting of press fit design of grade AISI 304 conforming to JWWA G116 standard with V-profile or M- profile and with 0-ring sealing gasket of EPDM material of required dia as per direction of Engineer-in-charge. Male Thread Connector/ Adapter | For 28.58 mm outer dia x 20 mm nominal dia threaded | Each | 382
Sanitary Installations | 22.142.5 | Providing and fixing required Stainless Steel Fitting of press fit design of grade AISI 304 conforming to JWWA G116 standard with V-profile or M- profile and with 0-ring sealing gasket of EPDM material of required dia as per direction of Engineer-in-charge. Male Thread Connector/ Adapter | For 28.58 mm outer dia x 25 mm nominal dia threaded | Each | 385
Sanitary Installations | 22.142.6 | Providing and fixing required Stainless Steel Fitting of press fit design of grade AISI 304 conforming to JWWA G116 standard with V-profile or M- profile and with 0-ring sealing gasket of EPDM material of required dia as per direction of Engineer-in-charge. Male Thread Connector/ Adapter | For 34.00 mm outer dia x 25 mm nominal dia threaded | Each | 649
Sanitary Installations | 22.142.7 | Providing and fixing required Stainless Steel Fitting of press fit design of grade AISI 304 conforming to JWWA G116 standard with V-profile or M- profile and with 0-ring sealing gasket of EPDM material of required dia as per direction of Engineer-in-charge. Male Thread Connector/ Adapter | For 34.00 mm outer dia x 32 mm nominal dia threaded | Each | 849
Sanitary Installations | 22.142.8 | Providing and fixing required Stainless Steel Fitting of press fit design of grade AISI 304 conforming to JWWA G116 standard with V-profile or M- profile and with 0-ring sealing gasket of EPDM material of required dia as per direction of Engineer-in-charge. Male Thread Connector/ Adapter | For 42.7 0 mm outer dia x 32 mm nominal dia threaded | Each | 1040
Sanitary Installations | 22.142.9 | Providing and fixing required Stainless Steel Fitting of press fit design of grade AISI 304 conforming to JWWA G116 standard with V-profile or M- profile and with 0-ring sealing gasket of EPDM material of required dia as per direction of Engineer-in-charge. Male Thread Connector/ Adapter | For 42.7 0 mm outer dia x 40 mm nominal dia threaded | Each | 1056
Sanitary Installations | 22.142.10 | Providing and fixing required Stainless Steel Fitting of press fit design of grade AISI 304 conforming to JWWA G116 standard with V-profile or M- profile and with 0-ring sealing gasket of EPDM material of required dia as per direction of Engineer-in-charge. Male Thread Connector/ Adapter | For 48.60 mm outer dia x 40 mm nominal dia threaded | Each | 1519
Sanitary Installations | 22.142.11 | Providing and fixing required Stainless Steel Fitting of press fit design of grade AISI 304 conforming to JWWA G116 standard with V-profile or M- profile and with 0-ring sealing gasket of EPDM material of required dia as per direction of Engineer-in-charge. Male Thread Connector/ Adapter | For 48.60 mm outer dia x 50 mm nominal dia threaded | Each | 1530
Sanitary Installations | 22.143.1 | Providing and fixing required Stainless Steel Fitting of press fit design of grade AISI 304 conforming to JWWA G116 standard with V-profile or M- profile and with 0-ring sealing gasket of EPDM material of required dia as per direction of Engineer-in-charge. Valve Connector | For 15.88 mm outer dia x 15 mm nominal dia threaded | Each | 265
Sanitary Installations | 22.143.2 | Providing and fixing required Stainless Steel Fitting of press fit design of grade AISI 304 conforming to JWWA G116 standard with V-profile or M- profile and with 0-ring sealing gasket of EPDM material of required dia as per direction of Engineer-in-charge. Valve Connector | For 22.22 mm outer dia x 15 mm nominal dia threaded | Each | 304
Sanitary Installations | 22.143.3 | Providing and fixing required Stainless Steel Fitting of press fit design of grade AISI 304 conforming to JWWA G116 standard with V-profile or M- profile and with 0-ring sealing gasket of EPDM material of required dia as per direction of Engineer-in-charge. Valve Connector | For 22.22 mm outer dia x 20 mm nominal dia threaded | Each | 330
Sanitary Installations | 22.143.4 | Providing and fixing required Stainless Steel Fitting of press fit design of grade AISI 304 conforming to JWWA G116 standard with V-profile or M- profile and with 0-ring sealing gasket of EPDM material of required dia as per direction of Engineer-in-charge. Valve Connector | For 28.58 mm outer dia x 25 mm nominal dia threaded | Each | 603
Sanitary Installations | 22.143.5 | Providing and fixing required Stainless Steel Fitting of press fit design of grade AISI 304 conforming to JWWA G116 standard with V-profile or M- profile and with 0-ring sealing gasket of EPDM material of required dia as per direction of Engineer-in-charge. Valve Connector | For 34.00 mm outer dia x 32 mm nominal dia threaded | Each | 820
Sanitary Installations | 22.143.6 | Providing and fixing required Stainless Steel Fitting of press fit design of grade AISI 304 conforming to JWWA G116 standard with V-profile or M- profile and with 0-ring sealing gasket of EPDM material of required dia as per direction of Engineer-in-charge. Valve Connector | For 42.7 0 mm outer dia x 40 mm nominal dia threaded | Each | 1085
Sanitary Installations | 22.143.7 | Providing and fixing required Stainless Steel Fitting of press fit design of grade AISI 304 conforming to JWWA G116 standard with V-profile or M- profile and with 0-ring sealing gasket of EPDM material of required dia as per direction of Engineer-in-charge. Valve Connector | For 48.60 mm outer dia x 50 mm nominal dia threaded | Each | 1576
Sanitary Installations | 22.144.1 | Providing and fixing required Stainless Steel Fitting of press fit design of grade AISI 304 conforming to JWWA G116 standard with V-profile or M- profile and with 0-ring sealing gasket of EPDM material of required dia as per direction of Engineer-in-charge. Female Threaded Elbow 90 ° | For 15.88 mm outer dia x 15 mm nominal dia threaded | Each | 313
Sanitary Installations | 22.144.2 | Providing and fixing required Stainless Steel Fitting of press fit design of grade AISI 304 conforming to JWWA G116 standard with V-profile or M- profile and with 0-ring sealing gasket of EPDM material of required dia as per direction of Engineer-in-charge. Female Threaded Elbow 90 ° | For 22.22 mm outer dia x 15 mm nominal dia threaded | Each | 368
Sanitary Installations | 22.144.3 | Providing and fixing required Stainless Steel Fitting of press fit design of grade AISI 304 conforming to JWWA G116 standard with V-profile or M- profile and with 0-ring sealing gasket of EPDM material of required dia as per direction of Engineer-in-charge. Female Threaded Elbow 90 ° | For 22.22 mm outer dia x 20 mm nominal dia threaded | Each | 494
Sanitary Installations | 22.144.4 | Providing and fixing required Stainless Steel Fitting of press fit design of grade AISI 304 conforming to JWWA G116 standard with V-profile or M- profile and with 0-ring sealing gasket of EPDM material of required dia as per direction of Engineer-in-charge. Female Threaded Elbow 90 ° | For 25.58 mm outer dia x 25 mm nominal dia threaded | Each | 523
Sanitary Installations | 22.144.5 | Providing and fixing required Stainless Steel Fitting of press fit design of grade AISI 304 conforming to JWWA G116 standard with V-profile or M- profile and with 0-ring sealing gasket of EPDM material of required dia as per direction of Engineer-in-charge. Female Threaded Elbow 90 ° | For 34.00 mm outer dia x 32 mm nominal dia threaded | Each | 952
Sanitary Installations | 22.144.6 | Providing and fixing required Stainless Steel Fitting of press fit design of grade AISI 304 conforming to JWWA G116 standard with V-profile or M- profile and with 0-ring sealing gasket of EPDM material of required dia as per direction of Engineer-in-charge. Female Threaded Elbow 90 ° | For 42.7 0 mm outer dia x 32 mm nominal dia threaded | Each | 1308
Sanitary Installations | 22.144.7 | Providing and fixing required Stainless Steel Fitting of press fit design of grade AISI 304 conforming to JWWA G116 standard with V-profile or M- profile and with 0-ring sealing gasket of EPDM material of required dia as per direction of Engineer-in-charge. Female Threaded Elbow 90 ° | For 42.7 0 mm outer dia x 40 mm nominal dia threaded | Each | 1308
Sanitary Installations | 22.144.8 | Providing and fixing required Stainless Steel Fitting of press fit design of grade AISI 304 conforming to JWWA G116 standard with V-profile or M- profile and with 0-ring sealing gasket of EPDM material of required dia as per direction of Engineer-in-charge. Female Threaded Elbow 90 ° | For 48.60 mm outer dia x 40 mm nominal dia threaded | Each | 1839
Sanitary Installations | 22.144.9 | Providing and fixing required Stainless Steel Fitting of press fit design of grade AISI 304 conforming to JWWA G116 standard with V-profile or M- profile and with 0-ring sealing gasket of EPDM material of required dia as per direction of Engineer-in-charge. Female Threaded Elbow 90 ° | For 48.60 mm outer dia x 50 mm nominal dia threaded | Each | 1839
Sanitary Installations | 22.145.1 | Providing and fixing required Stainless Steel Fitting of press fit design of grade AISI 304 conforming to JWWA G116 standard with V-profile or M- profile and with 0-ring sealing gasket of EPDM material of required dia as per direction of Engineer-in-charge. Male Threaded Elbow 90° | For 15.88 mm outer dia x 15 mm nominal dia threaded | Each | 273
Sanitary Installations | 22.145.2 | Providing and fixing required Stainless Steel Fitting of press fit design of grade AISI 304 conforming to JWWA G116 standard with V-profile or M- profile and with 0-ring sealing gasket of EPDM material of required dia as per direction of Engineer-in-charge. Male Threaded Elbow 90° | For 22.22 mm outer dia x 15 mm nominal dia threaded | Each | 327
Sanitary Installations | 22.145.3 | Providing and fixing required Stainless Steel Fitting of press fit design of grade AISI 304 conforming to JWWA G116 standard with V-profile or M- profile and with 0-ring sealing gasket of EPDM material of required dia as per direction of Engineer-in-charge. Male Threaded Elbow 90° | For 22.22 mm outer dia x 20 mm nominal dia threaded | Each | 360
Sanitary Installations | 22.145.4 | Providing and fixing required Stainless Steel Fitting of press fit design of grade AISI 304 conforming to JWWA G116 standard with V-profile or M- profile and with 0-ring sealing gasket of EPDM material of required dia as per direction of Engineer-in-charge. Male Threaded Elbow 90° | For 28.58 mm outer dia x 25 mm nominal dia threaded | Each | 554
Sanitary Installations | 22.145.5 | Providing and fixing required Stainless Steel Fitting of press fit design of grade AISI 304 conforming to JWWA G116 standard with V-profile or M- profile and with 0-ring sealing gasket of EPDM material of required dia as per direction of Engineer-in-charge. Male Threaded Elbow 90° | For 34.00 mm outer dia x 25 mm nominal dia threaded | Each | 1003
Sanitary Installations | 22.145.6 | Providing and fixing required Stainless Steel Fitting of press fit design of grade AISI 304 conforming to JWWA G116 standard with V-profile or M- profile and with 0-ring sealing gasket of EPDM material of required dia as per direction of Engineer-in-charge. Male Threaded Elbow 90° | For 34.00 mm outer dia x 32 mm nominal dia threaded | Each | 373
Sanitary Installations | 22.145.7 | Providing and fixing required Stainless Steel Fitting of press fit design of grade AISI 304 conforming to JWWA G116 standard with V-profile or M- profile and with 0-ring sealing gasket of EPDM material of required dia as per direction of Engineer-in-charge. Male Threaded Elbow 90° | For 42.7 0 mm outer dia x 32 mm nominal dia threaded | Each | 621
Sanitary Installations | 22.145.8 | Providing and fixing required Stainless Steel Fitting of press fit design of grade AISI 304 conforming to JWWA G116 standard with V-profile or M- profile and with 0-ring sealing gasket of EPDM material of required dia as per direction of Engineer-in-charge. Male Threaded Elbow 90° | For 42.7 0 mm outer dia x 40 mm nominal dia threaded | Each | 621
Sanitary Installations | 22.145.9 | Providing and fixing required Stainless Steel Fitting of press fit design of grade AISI 304 conforming to JWWA G116 standard with V-profile or M- profile and with 0-ring sealing gasket of EPDM material of required dia as per direction of Engineer-in-charge. Male Threaded Elbow 90° | For 48.60 mm outer dia x 40 mm nominal dia threaded | Each | 887
Sanitary Installations | 22.145.10 | Providing and fixing required Stainless Steel Fitting of press fit design of grade AISI 304 conforming to JWWA G116 standard with V-profile or M- profile and with 0-ring sealing gasket of EPDM material of required dia as per direction of Engineer-in-charge. Male Threaded Elbow 90° | For 48.60 mm outer dia x 50 mm nominal dia threaded | Each | 887
Sanitary Installations | 22.146.1 | Providing and fixing required Stainless Steel Fitting of press fit design of grade AISI 304 conforming to JWWA G116 standard with V-profile or M- profile and with 0-ring sealing gasket of EPDM material of required dia as per direction of Engineer-in-charge. Cap | For 15.88 mm outer dia pipe | Each | 58
Sanitary Installations | 22.146.2 | Providing and fixing required Stainless Steel Fitting of press fit design of grade AISI 304 conforming to JWWA G116 standard with V-profile or M- profile and with 0-ring sealing gasket of EPDM material of required dia as per direction of Engineer-in-charge. Cap | For 22.22 mm outer dia pipe | Each | 83
Sanitary Installations | 22.146.3 | Providing and fixing required Stainless Steel Fitting of press fit design of grade AISI 304 conforming to JWWA G116 standard with V-profile or M- profile and with 0-ring sealing gasket of EPDM material of required dia as per direction of Engineer-in-charge. Cap | For 28.58 mm outer dia pipe | Each | 109
Sanitary Installations | 22.146.4 | Providing and fixing required Stainless Steel Fitting of press fit design of grade AISI 304 conforming to JWWA G116 standard with V-profile or M- profile and with 0-ring sealing gasket of EPDM material of required dia as per direction of Engineer-in-charge. Cap | For 34.00 mm outer dia pipe | Each | 212
Sanitary Installations | 22.146.5 | Providing and fixing required Stainless Steel Fitting of press fit design of grade AISI 304 conforming to JWWA G116 standard with V-profile or M- profile and with 0-ring sealing gasket of EPDM material of required dia as per direction of Engineer-in-charge. Cap | For 42.7 0 mm outer dia pipe | Each | 306
Sanitary Installations | 22.146.6 | Providing and fixing required Stainless Steel Fitting of press fit design of grade AISI 304 conforming to JWWA G116 standard with V-profile or M- profile and with 0-ring sealing gasket of EPDM material of required dia as per direction of Engineer-in-charge. Cap | For 48.60 mm outer dia pipe | Each | 388
Sanitary Installations | 22.147.1 | Providing and fixing required Stainless Steel Fitting of press fit design of grade AISI 304 conforming to JWWA G116 standard with V-profile or M- profile and with 0-ring sealing gasket of EPDM material of required dia as per direction of Engineer-in-charge. Pipe Bridge | For 15.88 mm outer dia pipe | Each | 278
Sanitary Installations | 22.147.2 | Providing and fixing required Stainless Steel Fitting of press fit design of grade AISI 304 conforming to JWWA G116 standard with V-profile or M- profile and with 0-ring sealing gasket of EPDM material of required dia as per direction of Engineer-in-charge. Pipe Bridge | For 22.22 mm outer dia pipe | Each | 352
Sanitary Installations | 22.147.3 | Providing and fixing required Stainless Steel Fitting of press fit design of grade AISI 304 conforming to JWWA G116 standard with V-profile or M- profile and with 0-ring sealing gasket of EPDM material of required dia as per direction of Engineer-in-charge. Pipe Bridge | For 28.58 mm outer dia pipe Cl/DUCTILE IRON PIPES AND SPECIALS | Each | 528
Sanitary Installations | 22.148 | Laying in position centrifugally cast (spun) iron S&S or flanged pipes (excluding cost of pipe) |  | Quintal | 96
Sanitary Installations | 22.149 | Laying in position S&S or flanged C.I. special such as tees, bends, collars, tapers and caps etc.(excluding cost of specials) |  | Quintal | 195
Sanitary Installations | 22.150.1 | Providing and laying S&S C.I. standard specials such as tees, bends, collars, tapers, caps etc. (Heavy class) | Up to 300 mm dia | Quintal | 4862
Sanitary Installations | 22.151.1 | Providing and laying flanged C.I. standard specials such as tees, bends, collars, tapers, caps etc., suitable for flanged jointing as per IS: 1538 | Up to 300 mm dia | Quintal | 7349
Sanitary Installations | 22.152.1 | Providing and laying S&S centrifugally cast (spun) iron pipes (Class LA) conforming to IS - 1536 | 100 mm dia pipe | Metre | 913
Sanitary Installations | 22.152.2 | Providing and laying S&S centrifugally cast (spun) iron pipes (Class LA) conforming to IS - 1536 | 125 mm dia pipe | Metre | 1138
Sanitary Installations | 22.152.3 | Providing and laying S&S centrifugally cast (spun) iron pipes (Class LA) conforming to IS - 1536 | 150 mm dia pipe | Metre | 1372
Sanitary Installations | 22.152.4 | Providing and laying S&S centrifugally cast (spun) iron pipes (Class LA) conforming to IS - 1536 | 200 mm dia pipe | Metre | 2328
Sanitary Installations | 22.152.5 | Providing and laying S&S centrifugally cast (spun) iron pipes (Class LA) conforming to IS - 1536 | 250 mm dia pipe | Metre | 3041
Sanitary Installations | 22.152.6 | Providing and laying S&S centrifugally cast (spun) iron pipes (Class LA) conforming to IS - 1536 | 300 mm dia pipe | Metre | 4100
Sanitary Installations | 22.153.1 | Providing lead caulked joints to spun iron or C.I. pipes and specials, including testing of joints but excluding the cost of pig lead | 100 mm diameter pipe | Each | 176
Sanitary Installations | 22.153.2 | Providing lead caulked joints to spun iron or C.I. pipes and specials, including testing of joints but excluding the cost of pig lead | 125 mm diameter pipe | Each | 259
Sanitary Installations | 22.153.3 | Providing lead caulked joints to spun iron or C.I. pipes and specials, including testing of joints but excluding the cost of pig lead | 150 mm diameter pipe | Each | 264
Sanitary Installations | 22.153.4 | Providing lead caulked joints to spun iron or C.I. pipes and specials, including testing of joints but excluding the cost of pig lead | 200 mm diameter pipe | Each | 350
Sanitary Installations | 22.153.5 | Providing lead caulked joints to spun iron or C.I. pipes and specials, including testing of joints but excluding the cost of pig lead | 250 mm diameter pipe | Each | 437
Sanitary Installations | 22.153.6 | Providing lead caulked joints to spun iron or C.I. pipes and specials, including testing of joints but excluding the cost of pig lead | 300 mm diameter pipe | Each | 527
Sanitary Installations | 22.154 | Supplying pig lead at site of work |  | Quintal | 16893
Sanitary Installations | 22.155.1 | Providing flanged joints to double flanged C.1./ D.I. pipes and specials, including testing of joints | 80 mm diameter pipe | Each | 111
Sanitary Installations | 22.155.2 | Providing flanged joints to double flanged C.1./ D.I. pipes and specials, including testing of joints | 100 mm diameter pipe | Each | 186
Sanitary Installations | 22.155.3 | Providing flanged joints to double flanged C.1./ D.I. pipes and specials, including testing of joints | 125 mm diameter pipe | Each | 199
Sanitary Installations | 22.155.4 | Providing flanged joints to double flanged C.1./ D.I. pipes and specials, including testing of joints | 150 mm diameter pipe | Each | 237
Sanitary Installations | 22.155.5 | Providing flanged joints to double flanged C.1./ D.I. pipes and specials, including testing of joints | 200 mm diameter pipe | Each | 264
Sanitary Installations | 22.155.6 | Providing flanged joints to double flanged C.1./ D.I. pipes and specials, including testing of joints | 250 mm diameter pipe | Each | 371
Sanitary Installations | 22.155.7 | Providing flanged joints to double flanged C.1./ D.I. pipes and specials, including testing of joints | 300 mm diameter pipe | Each | 377
Sanitary Installations | 22.156.1 | Labour for cutting C.I. pipe with steel saw | 80 mm diameter C.I. pipe | Each | 45
Sanitary Installations | 22.156.2 | Labour for cutting C.I. pipe with steel saw | 100 mm diameter C.I. pipe | Each | 61
Sanitary Installations | 22.156.3 | Labour for cutting C.I. pipe with steel saw | 125 mm diameter C.I. pipe | Each | 84
Sanitary Installations | 22.156.4 | Labour for cutting C.I. pipe with steel saw | 150 mm diameter C.I. pipe | Each | 113
Sanitary Installations | 22.156.5 | Labour for cutting C.I. pipe with steel saw | 200 mm diameter C.I. pipe | Each | 151
Sanitary Installations | 22.156.6 | Labour for cutting C.I. pipe with steel saw | 250 mm diameter C.I. pipe | Each | 188
Sanitary Installations | 22.156.7 | Labour for cutting C.I. pipe with steel saw | 300 mm diameter C.I. pipe | Each | 225
Sanitary Installations | 22.157.1 | Providing and laying S&S C.I. Standard specials such as tees, bends, collars tapers and caps etc, suitable for flanged jointing as per IS: 1538 | Up to 300 mm dia | Quintal | 5599
Sanitary Installations | 22.158.1 | Providing push-on-joints to Centrifugally (Spun) Cast Iron Pipes or Ductile Iron Pipes including testing of joints and the cost of rubber gasket | 100 mm dia pipes | Each | 54
Sanitary Installations | 22.158.2 | Providing push-on-joints to Centrifugally (Spun) Cast Iron Pipes or Ductile Iron Pipes including testing of joints and the cost of rubber gasket | 150 mm dia pipes | Each | 81
Sanitary Installations | 22.158.3 | Providing push-on-joints to Centrifugally (Spun) Cast Iron Pipes or Ductile Iron Pipes including testing of joints and the cost of rubber gasket | 200 mm dia pipes | Each | 122
Sanitary Installations | 22.158.4 | Providing push-on-joints to Centrifugally (Spun) Cast Iron Pipes or Ductile Iron Pipes including testing of joints and the cost of rubber gasket | 250 mm dia pipes | Each | 148
Sanitary Installations | 22.158.5 | Providing push-on-joints to Centrifugally (Spun) Cast Iron Pipes or Ductile Iron Pipes including testing of joints and the cost of rubber gasket | 300 mm dia pipes | Each | 200
Sanitary Installations | 22.159.1 | Providing and laying Double Flanged (screwed / welded) Centrifugally (Spun) Cast Iron, Class B (IS: 1536) | 100 mm dia C.I. Double Flanged Pipe | Metre | 1390
Sanitary Installations | 22.159.2 | Providing and laying Double Flanged (screwed / welded) Centrifugally (Spun) Cast Iron, Class B (IS: 1536) | 150 mm dia C.I. Double Flanged Pipe | Metre | 2174
Sanitary Installations | 22.159.3 | Providing and laying Double Flanged (screwed / welded) Centrifugally (Spun) Cast Iron, Class B (IS: 1536) | 200 mm dia C.I. Double Flanged Pipe | Metre | 3432
Sanitary Installations | 22.159.4 | Providing and laying Double Flanged (screwed / welded) Centrifugally (Spun) Cast Iron, Class B (IS: 1536) | 250 mm dia C.I. Double Flanged Pipe | Metre | 4150
Sanitary Installations | 22.159.5 | Providing and laying Double Flanged (screwed / welded) Centrifugally (Spun) Cast Iron, Class B (IS: 1536) | 300 mm dia C.I. Double Flanged Pipe | Metre | 5304
Sanitary Installations | 22.160.1 | Providing and laying S&S Centrifugally Cast (Spun) / Ductile Iron Pipes conforming to IS: 8329 | 100 mm dia Ductile Iron Class K-7 pipes | Metre | 1070
Sanitary Installations | 22.160.2 | Providing and laying S&S Centrifugally Cast (Spun) / Ductile Iron Pipes conforming to IS: 8329 | 150 mm dia Ductile Iron Class K-7 pipes | Metre | 1211
Sanitary Installations | 22.160.3 | Providing and laying S&S Centrifugally Cast (Spun) / Ductile Iron Pipes conforming to IS: 8329 | 200 mm dia Ductile Iron Class K-7 pipes | Metre | 1492
Sanitary Installations | 22.160.4 | Providing and laying S&S Centrifugally Cast (Spun) / Ductile Iron Pipes conforming to IS: 8329 | 250 mm dia Ductile Iron Class K-7 pipes | Metre | 1920
Sanitary Installations | 22.160.5 | Providing and laying S&S Centrifugally Cast (Spun) / Ductile Iron Pipes conforming to IS: 8329 | 300 mm dia Ductile Iron Class K-7 pipes | Metre | 2399
Sanitary Installations | 22.161.1 | Providing and laying Double Flanged (Screwed/ Welded) Centrifugally (Spun) Ductile Iron Pipes of Class K- 9 conforming to IS: 8329 | 100 mm dia Ductile Iron Double Flanged | Metre | 1167
Sanitary Installations | 22.161.2 | Providing and laying Double Flanged (Screwed/ Welded) Centrifugally (Spun) Ductile Iron Pipes of Class K- 9 conforming to IS: 8329 | 150 mm dia Ductile Iron Double Flanged | Metre | 1750
Sanitary Installations | 22.161.3 | Providing and laying Double Flanged (Screwed/ Welded) Centrifugally (Spun) Ductile Iron Pipes of Class K- 9 conforming to IS: 8329 | 200 mm dia Ductile Iron Double Flanged | Metre | 2289
Sanitary Installations | 22.161.4 | Providing and laying Double Flanged (Screwed/ Welded) Centrifugally (Spun) Ductile Iron Pipes of Class K- 9 conforming to IS: 8329 | 250 mm dia Ductile Iron Double Flanged | Metre | 3133
Sanitary Installations | 22.161.5 | Providing and laying Double Flanged (Screwed/ Welded) Centrifugally (Spun) Ductile Iron Pipes of Class K- 9 conforming to IS: 8329 | 300 mm dia Ductile Iron Double Flanged C.I. SLUICE VALVES/ FIRE HYDRANTS & FIXTURES | Metre | 4025
Sanitary Installations | 22.162.6.2 | Providing and fixing C.I. sluice valves (with cap) complete with bolts, nuts, rubber insertions etc. (the tail pieces if required will be paid separately) | Class II STONE WARE PIPES AND FITTINGS | Each | 20291
Sanitary Installations | 22.163.1 | Providing, laying and jointing glazed stoneware pipes class SP-1 with stiff mixture of cement mortar in the proportion of 1: 1 (1 cement: 1 fine sand) including testing of joints etc. complete | 100 mm diameter | Metre | 262
Sanitary Installations | 22.163.2 | Providing, laying and jointing glazed stoneware pipes class SP-1 with stiff mixture of cement mortar in the proportion of 1: 1 (1 cement: 1 fine sand) including testing of joints etc. complete | 150 mm diameter | Metre | 400
Sanitary Installations | 22.163.3 | Providing, laying and jointing glazed stoneware pipes class SP-1 with stiff mixture of cement mortar in the proportion of 1: 1 (1 cement: 1 fine sand) including testing of joints etc. complete | 200 mm diameter | Metre | 504
Sanitary Installations | 22.163.4 | Providing, laying and jointing glazed stoneware pipes class SP-1 with stiff mixture of cement mortar in the proportion of 1: 1 (1 cement: 1 fine sand) including testing of joints etc. complete | 250 mm diameter | Metre | 742
Sanitary Installations | 22.163.5 | Providing, laying and jointing glazed stoneware pipes class SP-1 with stiff mixture of cement mortar in the proportion of 1: 1 (1 cement: 1 fine sand) including testing of joints etc. complete | 300 mm diameter | Metre | 1018
Sanitary Installations | 22.164.1 | Providing and laying cement concrete 1:5:10 (1 cement: 5 coarse sand: 10 graded stone aggregate 40 mm nominal size) all-round S.W. pipes including bed concrete as per standard design | 100 mm diameter S.W. pipe | Metre | 363
Sanitary Installations | 22.164.2 | Providing and laying cement concrete 1:5:10 (1 cement: 5 coarse sand: 10 graded stone aggregate 40 mm nominal size) all-round S.W. pipes including bed concrete as per standard design | 150 mm diameter S.W. pipe | Metre | 444
Sanitary Installations | 22.164.3 | Providing and laying cement concrete 1:5:10 (1 cement: 5 coarse sand: 10 graded stone aggregate 40 mm nominal size) all-round S.W. pipes including bed concrete as per standard design | 200 mm diameter S.W. pipe | Metre | 518
Sanitary Installations | 22.164.4 | Providing and laying cement concrete 1:5:10 (1 cement: 5 coarse sand: 10 graded stone aggregate 40 mm nominal size) all-round S.W. pipes including bed concrete as per standard design | 250 mm diameter S.W. pipe | Metre | 599
Sanitary Installations | 22.165.1 | Providing and laying cement concrete 1:5:10 (1 cement: 5 coarse sand: 10 graded stone aggregate 40 mm nominal size) up to haunches of S.W. pipes including bed concrete as per standard design | 100 mm diameter S.W. pipe | Metre | 173
Sanitary Installations | 22.165.2 | Providing and laying cement concrete 1:5:10 (1 cement: 5 coarse sand: 10 graded stone aggregate 40 mm nominal size) up to haunches of S.W. pipes including bed concrete as per standard design | 150 mm diameter S.W. pipe | Metre | 280
Sanitary Installations | 22.165.3 | Providing and laying cement concrete 1:5:10 (1 cement: 5 coarse sand: 10 graded stone aggregate 40 mm nominal size) up to haunches of S.W. pipes including bed concrete as per standard design | 200 mm diameter S.W. pipe | Metre | 329
Sanitary Installations | 22.165.4 | Providing and laying cement concrete 1:5:10 (1 cement: 5 coarse sand: 10 graded stone aggregate 40 mm nominal size) up to haunches of S.W. pipes including bed concrete as per standard design | 250 mm diameter S.W. pipe | Metre | 383
Sanitary Installations | 22.165.5 | Providing and laying cement concrete 1:5:10 (1 cement: 5 coarse sand: 10 graded stone aggregate 40 mm nominal size) up to haunches of S.W. pipes including bed concrete as per standard design | 300 mm diameter S.W. pipe | Metre | 442
Sanitary Installations | 22.167.1 | Providing and fixing S.W. intercepting trap in manholes with stiff mixture of cement mortar 1:1 (1 cement: 1 fine sand) including testing of joints etc. complete | 100 mm dia | Each | 298
Sanitary Installations | 22.167.2 | Providing and fixing S.W. intercepting trap in manholes with stiff mixture of cement mortar 1:1 (1 cement: 1 fine sand) including testing of joints etc. complete | 150 mm dia | Each | 400
Sanitary Installations | 22.168.1 | Providing and laying non-pressure NP2 class (light duty) R.C.C. pipes with collars jointed with stiff mixture of cement mortar in the proportion of 1: 2 (1 cement: 2 fine sand) including testing of joints etc. complete | 100 mm dia. R.C.C. pipe | Metre | 285
Sanitary Installations | 22.168.2 | Providing and laying non-pressure NP2 class (light duty) R.C.C. pipes with collars jointed with stiff mixture of cement mortar in the proportion of 1: 2 (1 cement: 2 fine sand) including testing of joints etc. complete | 150 mm dia. R.C.C. pipe | Metre | 318
Sanitary Installations | 22.168.3 | Providing and laying non-pressure NP2 class (light duty) R.C.C. pipes with collars jointed with stiff mixture of cement mortar in the proportion of 1: 2 (1 cement: 2 fine sand) including testing of joints etc. complete | 250 mm dia. R.C.C. pipe | Metre | 518
Sanitary Installations | 22.168.4 | Providing and laying non-pressure NP2 class (light duty) R.C.C. pipes with collars jointed with stiff mixture of cement mortar in the proportion of 1: 2 (1 cement: 2 fine sand) including testing of joints etc. complete | 300 mm dia. R.C.C. pipe | Metre | 653
Sanitary Installations | 22.168.5 | Providing and laying non-pressure NP2 class (light duty) R.C.C. pipes with collars jointed with stiff mixture of cement mortar in the proportion of 1: 2 (1 cement: 2 fine sand) including testing of joints etc. complete | 450 mm dia. R.C.C. pipe | Metre | 1080
Sanitary Installations | 22.169.1 | Providing and laying Non Pressure NP-3 class (Medium duty) R.C.C. pipes including collars/spigot jointed with stiff mixture of cement mortar in the proportion of 1:2 (1 cement: 2 fine sand) including testing of joints etc. ' ' | 450 mm dia RCC pipes | Metre | 2260
Sanitary Installations | 22.169.2 | Providing and laying Non Pressure NP-3 class (Medium duty) R.C.C. pipes including collars/spigot jointed with stiff mixture of cement mortar in the proportion of 1:2 (1 cement: 2 fine sand) including testing of joints etc. ' ' | 600 mm dia RCC pipes | Metre | 3226
Sanitary Installations | 22.169.3 | Providing and laying Non Pressure NP-3 class (Medium duty) R.C.C. pipes including collars/spigot jointed with stiff mixture of cement mortar in the proportion of 1:2 (1 cement: 2 fine sand) including testing of joints etc. ' ' | 900 mm dia RCC pipes | Metre | 5136
Sanitary Installations | 22.170.1 | Providing and laying Non Pressure NP-4 class (Heavy duty) R.C.C. pipes including collars/spigot jointed with stiff mixture of cement mortar in the proportion of 1:2 (1 cement: 2 fine sand) including testing of joints etc. ' ' | 450 mm dia RCC pipes | Metre | 2402
Sanitary Installations | 22.170.2 | Providing and laying Non Pressure NP-4 class (Heavy duty) R.C.C. pipes including collars/spigot jointed with stiff mixture of cement mortar in the proportion of 1:2 (1 cement: 2 fine sand) including testing of joints etc. ' ' | 600 mm dia RCC pipes | Metre | 3167
Sanitary Installations | 22.170.3 | Providing and laying Non Pressure NP-4 class (Heavy duty) R.C.C. pipes including collars/spigot jointed with stiff mixture of cement mortar in the proportion of 1:2 (1 cement: 2 fine sand) including testing of joints etc. ' ' | 900 mm dia RCC pipes. SOAK PITS | Metre | 6067
Sanitary Installations | 22.172 | Constructing soak pit 1.20x1.20x1.20 m filled with brickbats including S.W. drain pipe 100 mm diameter and 1.20 m long complete as per standard design. MASONRY CHAMBERS |  | Each | 1553
Sanitary Installations | 22.181 | Providing and placing on terrace (at all floor levels) polyethylene water storage tank, SI: 12701 marked, with cover and suitable locking arrangement and making necessary holes for inlet, outlet and overflow pipes but without fittings and the base support for tank |  | Litre | 8
Sanitary Installations | 22.182 | Providing and fixing rectangular high density polyethylene water storage loft tank with cover, conforming to ISi: 12701, colour of opaque white or as approved by Engineer-in-charge. The rate includes making necessary holes for inlet, outlet & over flow pipes. The base support i/c fittings & fixtures for tank shall be paid separately |  | Litre | 8
Sanitary Installations | 22.183.1.1 | Labour only for fixing in position mild steel storage tanks (to be supplied by the Engineer-in-charge-Ex-Store) including hoisting etc. and carriage from store to site of work complete with providing and fixing and 15 mm or 20 mm internal diameter flanges for inlet and outlet. 25 mm for overflow and 40 mm for scour pipe including 25 mm brass perforated mosquito proof cap for overflow and plug for scour pipe and labour for making pipe connections and small masonry supports on the top of the roof where these tanks are to be fixed complete in all respects including cutting and making good the walls and floors etc — Tank made out of 3.00 mm thick plates | Up to 275 litres capacity | Each | 1604
Sanitary Installations | 22.183.1.2 | Labour only for fixing in position mild steel storage tanks (to be supplied by the Engineer-in-charge-Ex-Store) including hoisting etc. and carriage from store to site of work complete with providing and fixing and 15 mm or 20 mm internal diameter flanges for inlet and outlet. 25 mm for overflow and 40 mm for scour pipe including 25 mm brass perforated mosquito proof cap for overflow and plug for scour pipe and labour for making pipe connections and small masonry supports on the top of the roof where these tanks are to be fixed complete in all respects including cutting and making good the walls and floors etc — Tank made out of 3.00 mm thick plates | More than 275 litres capacity | Each | 1630
Sanitary Installations | 22.183.2.1 | Labour only for fixing in position mild steel storage tanks (to be supplied by the Engineer-in-charge-Ex-Store) including hoisting etc. and carriage from store to site of work complete with providing and fixing and 15 mm or 20 mm internal diameter flanges for inlet and outlet. 25 mm for overflow and 40 mm for scour pipe including 25 mm brass perforated mosquito proof cap for overflow and plug for scour pipe and labour for making pipe connections and small masonry supports on the top of the roof where these tanks are to be fixed complete in all respects including cutting and making good the walls and floors etc — Tank made out of 3.00 mm thick plates with 40 mm x 40 mm angle iron frame | Up to 680l itres capacity | Each | 1668
Sanitary Installations | 22.183.2.2 | Labour only for fixing in position mild steel storage tanks (to be supplied by the Engineer-in-charge-Ex-Store) including hoisting etc. and carriage from store to site of work complete with providing and fixing and 15 mm or 20 mm internal diameter flanges for inlet and outlet. 25 mm for overflow and 40 mm for scour pipe including 25 mm brass perforated mosquito proof cap for overflow and plug for scour pipe and labour for making pipe connections and small masonry supports on the top of the roof where these tanks are to be fixed complete in all respects including cutting and making good the walls and floors etc — Tank made out of 3.00 mm thick plates with 40 mm x 40 mm angle iron frame | Greater than 680 litres up to 91O litres capacity | Each | 1707
Sanitary Installations | 22.183.2.3 | Labour only for fixing in position mild steel storage tanks (to be supplied by the Engineer-in-charge-Ex-Store) including hoisting etc. and carriage from store to site of work complete with providing and fixing and 15 mm or 20 mm internal diameter flanges for inlet and outlet. 25 mm for overflow and 40 mm for scour pipe including 25 mm brass perforated mosquito proof cap for overflow and plug for scour pipe and labour for making pipe connections and small masonry supports on the top of the roof where these tanks are to be fixed complete in all respects including cutting and making good the walls and floors etc — Tank made out of 3.00 mm thick plates with 40 mm x 40 mm angle iron frame | More than 91O litres capacity | Each | 1733
Sanitary Installations | 22.184.1 | Labour only for fixing in position pressed steel storage tanks capacity as given below (to be supplied by the Department Ex-Stores in unassembled condition) including carriage from stores to site of work, hoisting and placing the tanks in position assembling, making inlet, outlet scour and overflow connections including providing and fixing in position brass perforated cap for overflow and plug for scour pipe and small masonry supports on the roof where these tanks are to be fixed complete in all respects including cutting and making good the walls and floors etc | 1800 Litres capacity | Each | 1779
Sanitary Installations | 22.184.2 | Labour only for fixing in position pressed steel storage tanks capacity as given below (to be supplied by the Department Ex-Stores in unassembled condition) including carriage from stores to site of work, hoisting and placing the tanks in position assembling, making inlet, outlet scour and overflow connections including providing and fixing in position brass perforated cap for overflow and plug for scour pipe and small masonry supports on the roof where these tanks are to be fixed complete in all respects including cutting and making good the walls and floors etc | 3600 Litres capacity | Each | 2633
Sanitary Installations | 22.184.3 | Labour only for fixing in position pressed steel storage tanks capacity as given below (to be supplied by the Department Ex-Stores in unassembled condition) including carriage from stores to site of work, hoisting and placing the tanks in position assembling, making inlet, outlet scour and overflow connections including providing and fixing in position brass perforated cap for overflow and plug for scour pipe and small masonry supports on the roof where these tanks are to be fixed complete in all respects including cutting and making good the walls and floors etc | 5400 Litres capacity | Each | 3407
Sanitary Installations | 22.184.4 | Labour only for fixing in position pressed steel storage tanks capacity as given below (to be supplied by the Department Ex-Stores in unassembled condition) including carriage from stores to site of work, hoisting and placing the tanks in position assembling, making inlet, outlet scour and overflow connections including providing and fixing in position brass perforated cap for overflow and plug for scour pipe and small masonry supports on the roof where these tanks are to be fixed complete in all respects including cutting and making good the walls and floors etc | 7200 Litres capacity AIR VALVE & WATER METER (BULK TYPE) | Each | 4425
Sanitary Installations | 22.185.1 | Providing and fixing C..I double acting air valve of approved quality with bolts, nuts, rubber insertions etc. complete (The tail pieces, tapers etc if required will be paid separately) | 50mm dia | Each | 4941
Sanitary Installations | 22.185.2 | Providing and fixing C..I double acting air valve of approved quality with bolts, nuts, rubber insertions etc. complete (The tail pieces, tapers etc if required will be paid separately) | 80mm dia | Each | 5993
Sanitary Installations | 22.185.3 | Providing and fixing C..I double acting air valve of approved quality with bolts, nuts, rubber insertions etc. complete (The tail pieces, tapers etc if required will be paid separately) | 100 mm dia | Each | 7728
Sanitary Installations | 22.186.1 | Providing and fixing enclosed type water meter (bulk type) conforming to IS: 2373 and tested by Municipal Board complete with bolts, nuts, rubber insertions etc. (The tail pieces if required will be paid separately) | 80m m dia nominal bore | Each | 3033
Sanitary Installations | 22.186.2 | Providing and fixing enclosed type water meter (bulk type) conforming to IS: 2373 and tested by Municipal Board complete with bolts, nuts, rubber insertions etc. (The tail pieces if required will be paid separately) | 100 mm dia nominal bore | Each | 4638
Sanitary Installations | 22.186.3 | Providing and fixing enclosed type water meter (bulk type) conforming to IS: 2373 and tested by Municipal Board complete with bolts, nuts, rubber insertions etc. (The tail pieces if required will be paid separately) | 150 mm dia nominal bore | Each | 6866
Sanitary Installations | 22.186.4 | Providing and fixing enclosed type water meter (bulk type) conforming to IS: 2373 and tested by Municipal Board complete with bolts, nuts, rubber insertions etc. (The tail pieces if required will be paid separately) | 200 mm dia nominal bore | Each | 7482
Sanitary Installations | 22.187.1 | Providing and fixing C.I. dirt box strainer for bulk type water meter with nuts, bolts, rubber insertions etc. complete conforming to IS: 2373 | 80 mm dia | Each | 3760
Sanitary Installations | 22.187.2 | Providing and fixing C.I. dirt box strainer for bulk type water meter with nuts, bolts, rubber insertions etc. complete conforming to IS: 2373 | 100 mm dia | Each | 6114
Sanitary Installations | 22.187.3 | Providing and fixing C.I. dirt box strainer for bulk type water meter with nuts, bolts, rubber insertions etc. complete conforming to IS: 2373 | 150 mm dia | Each | 7758
Sanitary Installations | 22.187.4 | Providing and fixing C.I. dirt box strainer for bulk type water meter with nuts, bolts, rubber insertions etc. complete conforming to IS: 2373 | 200 mm dia DISINFECTION OF PIPES | Each | 10871
Sanitary Installations | 22.200.1 | Supplying and fixing C.I. cover without frame for manholes | 455x610 mm rectangular C.I. cover (light duty) the weight of the cover to be not less than 23 kg | Each | 1216
Sanitary Installations | 22.200.2 | Supplying and fixing C.I. cover without frame for manholes | 500 mm diameter C.I. cover (medium duty) the weight of the cover to be not less than 58 kg | Each | 3026
Sanitary Installations | 22.200.3 | Supplying and fixing C.I. cover without frame for manholes | 560 mm diameter C.I. cover (heavy duty) the weight of the cover to be not less than 108 kg | Each | 6534
Sanitary Installations | 22.201.1.1 | Providing and fixing in position pre-cast R.C.C. manhole cover and frame of required shape and approved quality | Rectangular shape 600x450 mm internal dimensions | Each | 985
Sanitary Installations | 22.201.1.2 | Providing and fixing in position pre-cast R.C.C. manhole cover and frame of required shape and approved quality | Square shape 450 mm internal dimensions | Each | 829
Sanitary Installations | 22.201.1.3 | Providing and fixing in position pre-cast R.C.C. manhole cover and frame of required shape and approved quality | Circular shape 450 mm internal diameter | Each | 829
Sanitary Installations | 22.201.2.1 | Providing and fixing in position pre-cast R.C.C. manhole cover and frame of required shape and approved quality | Square shape 450 mm internal dimension | Each | 981
Sanitary Installations | 22.201.2.2 | Providing and fixing in position pre-cast R.C.C. manhole cover and frame of required shape and approved quality | Circular shape 500 mm internal diameter | Each | 832
Sanitary Installations | 22.201.3.1 | Providing and fixing in position pre-cast R.C.C. manhole cover and frame of required shape and approved quality | Circular shape 560 mm internal diameter | Each | 1224
Sanitary Installations | 22.201.4.1 | Providing and fixing in position pre-cast R.C.C. manhole cover and frame of required shape and approved quality | Circular shape 560 mm internal dia | Each | 1557
Sanitary Installations | 22.202 | Supplying and fixing C.I. cover 300x300 mm without frame for gully trap (standard pattern) the weight of cover to be not less than 4.5 kg |  | Each | 629
Sanitary Installations | 22.203.1 | Providing sand cast iron drop connection externally for 60 cm drop from branch sewer line to main sewer manhole including inspection and cleaning eye with chain and lid, sand cast iron drop pipe and bend encased all-round with cement concrete 1: 5:1 O (1 cement: 5 fine sand: 1 O graded stone aggregate 40 mm nominal size) with all centering and shuttering required, cutting holes in walls and making good with brick work in cement mortar 1:4 (1 cement: 4 coarse sand) plastered with cement mortar 1:3 (1 cement: 3 coarse sand) on inside of the manhole wall, lead caulked joints between sand cast iron pipes and fittings, stiff cement mortar 1: 1 (1 cement: 1 fine sand) joints between sand cast iron tee and S.W. pipe, making required channels complete as per standard design and specifications | 100 mm dia sand cast iron drop connection | Each | 5402
Sanitary Installations | 22.203.2 | Providing sand cast iron drop connection externally for 60 cm drop from branch sewer line to main sewer manhole including inspection and cleaning eye with chain and lid, sand cast iron drop pipe and bend encased all-round with cement concrete 1: 5:1 O (1 cement: 5 fine sand: 1 O graded stone aggregate 40 mm nominal size) with all centering and shuttering required, cutting holes in walls and making good with brick work in cement mortar 1:4 (1 cement: 4 coarse sand) plastered with cement mortar 1:3 (1 cement: 3 coarse sand) on inside of the manhole wall, lead caulked joints between sand cast iron pipes and fittings, stiff cement mortar 1: 1 (1 cement: 1 fine sand) joints between sand cast iron tee and S.W. pipe, making required channels complete as per standard design and specifications | 150 mm dia sand cast iron drop connection | Each | 6382
Sanitary Installations | 22.204.1 | Extra for depths beyond 60 cm of sand cast iron drop connection complete | For 100 mm dia sand cast iron drop connection | Metre | 1691
Sanitary Installations | 22.204.2 | Extra for depths beyond 60 cm of sand cast iron drop connection complete | For 150 mm dia sand cast iron drop connection STORM WATER DRAINAGE | Metre | 2292
Sanitary Installations | 22.208.1 | Providing and fixing in position best Indian make white or coloured fibre glass bath tubs of sizes given below complete with outer side wall of plain design with legs essco mixer no. 518 with each tub including waste plug chain and overflow of best Indian make complete in all respects consisting of | Size 1800mm x 750 mm | Each | 7586
Sanitary Installations | 22.208.2 | Providing and fixing in position best Indian make white or coloured fibre glass bath tubs of sizes given below complete with outer side wall of plain design with legs essco mixer no. 518 with each tub including waste plug chain and overflow of best Indian make complete in all respects consisting of | Size 1650 mmx750 mm | Each | 7456
Sanitary Installations | 22.208.3 | Providing and fixing in position best Indian make white or coloured fibre glass bath tubs of sizes given below complete with outer side wall of plain design with legs essco mixer no. 518 with each tub including waste plug chain and overflow of best Indian make complete in all respects consisting of | Size 1650 mm X 700 mm | Each | 7326
Sanitary Installations | 22.208.4 | Providing and fixing in position best Indian make white or coloured fibre glass bath tubs of sizes given below complete with outer side wall of plain design with legs essco mixer no. 518 with each tub including waste plug chain and overflow of best Indian make complete in all respects consisting of | Size 1575 mm x 750 mm | Each | 7197
Sanitary Installations | 22.208.5 | Providing and fixing in position best Indian make white or coloured fibre glass bath tubs of sizes given below complete with outer side wall of plain design with legs essco mixer no. 518 with each tub including waste plug chain and overflow of best Indian make complete in all respects consisting of | Size 1500 mm x 750 mm | Each | 7067
Sanitary Installations | 22.208.6 | Providing and fixing in position best Indian make white or coloured fibre glass bath tubs of sizes given below complete with outer side wall of plain design with legs essco mixer no. 518 with each tub including waste plug chain and overflow of best Indian make complete in all respects consisting of | Size 1450 mm x 700 mm | Each | 6937
Sanitary Installations | 22.209 | Providing and fixing 600x450 mm bevelled edge mirror of superior glass (of approved quality) complete with 6 mm thick hard board ground fixed to wooden cleats with C.P. brass screws and washers complete |  | Each | 910
Sanitary Installations | 22.210.1 | Providing and fixing mirror of superior glass (of approved quality) and of required shape and size with plastic moulded frame of approved make and shade with 6 mm thick hard board backing | Circular shape 450 mm dia | Each | 900
Sanitary Installations | 22.210.2 | Providing and fixing mirror of superior glass (of approved quality) and of required shape and size with plastic moulded frame of approved make and shade with 6 mm thick hard board backing | Rectangular shape 453x357 mm | Each | 782
Sanitary Installations | 22.210.3 | Providing and fixing mirror of superior glass (of approved quality) and of required shape and size with plastic moulded frame of approved make and shade with 6 mm thick hard board backing | Oval shape 450x350 mm (outer dimensions) | Each | 845
Sanitary Installations | 22.210.4 | Providing and fixing mirror of superior glass (of approved quality) and of required shape and size with plastic moulded frame of approved make and shade with 6 mm thick hard board backing | Rectangular shape 1500x450 mm | Each | 1428
Sanitary Installations | 22.211 | Providing and fixing 600x120x5 mm glass shelf with edges round off, supported on anodised aluminium angle frame with C.P. brass brackets and guard rail complete fixed with 40 mm long screws, rawl plugs etc., complete |  | Each | 586
Sanitary Installations | 22.212.1.1 | Providing and fixing in position best Indian make coat and hat hooks fixed into wall with C.P. brass screws and rawl plugs etc. complete including cutting and making good the walls etc | One Way | Set | 99
Sanitary Installations | 22.212.1.2 | Providing and fixing in position best Indian make coat and hat hooks fixed into wall with C.P. brass screws and rawl plugs etc. complete including cutting and making good the walls etc | Two Way | Set | 125
Sanitary Installations | 22.212.1.3 | Providing and fixing in position best Indian make coat and hat hooks fixed into wall with C.P. brass screws and rawl plugs etc. complete including cutting and making good the walls etc | Three Way | Set | 151
Sanitary Installations | 22.212.2.1 | Providing and fixing in position best Indian make coat and hat hooks fixed into wall with C.P. brass screws and rawl plugs etc. complete including cutting and making good the walls etc — Aluminium coat and hat hooks | One way | Set | 118
Sanitary Installations | 22.212.2.2 | Providing and fixing in position best Indian make coat and hat hooks fixed into wall with C.P. brass screws and rawl plugs etc. complete including cutting and making good the walls etc — Aluminium coat and hat hooks | Two Way | Set | 151
Sanitary Installations | 22.212.2.3 | Providing and fixing in position best Indian make coat and hat hooks fixed into wall with C.P. brass screws and rawl plugs etc. complete including cutting and making good the walls etc — Aluminium coat and hat hooks | Three Way | Set | 183
Sanitary Installations | 22.213.1 | Providing and fixing in position best Indian make C.P. brass Tooth Brush cum Tooth Paste Holder fixed in with rawl plugs with C.P. brass screws complete including cutting and making good the walls etc | Tooth Brush-cum-Tooth Paste holder | Set | 249
Sanitary Installations | 22.213.2 | Providing and fixing in position best Indian make C.P. brass Tooth Brush cum Tooth Paste Holder fixed in with rawl plugs with C.P. brass screws complete including cutting and making good the walls etc | Toothbrush Holder | Set | 171
Sanitary Installations | 22.214 | Providing and fixing in position best Indian make C.P. brass Tumbler cum Tooth Brash holder fixed in with rawl plugs with C.P. brass screws and complete including cutting and making good the walls etc |  | Set | 339
Sanitary Installations | 22.215.2 | Providing and fixing in position best Indian make vitreous chinaware brass Tumbler cum Tooth Brash holder fixed in with rawl plugs with C.P. brass screws and complete including cutting and making good the walls etc | Vitreous Chinaware (Single Colour) | Set | 210
Sanitary Installations | 22.216.1 | Providing and fixing in position best Indian make (to the approval of the engineer-in-charge) storage type automatic electric water heater, pressure/non-pressure type thermostatically controlled, suitable for operation on 230 volts, 50 cycles single phase vertical wall mounting fitted with-draw able and adjustable type AC, thermostat. Thermostat knob to be readily accessible through the opening of suitable cover for and adjustment of temperature in the installed position of heater and the thermostat should be withdrawn without having to drain the water, electric heating element made out of copper tube (heating element should be easily removed and replaced in the installed position of heater) A neon indicator 1 AMP, inner container made out of copper tinned both from inside and outside, outer container made out of mild steel sheet finished in gleaming white stove enamel paint, insulated between the inner and outer with fibre glass wool with 1 metre length of suitable capacity 3 core flexible cord with plug and non return valve plastic/lead connections or pressure release valve (where required). Complete including fixing and testing for a week (as required by Engineer-in­ charge | 25 Litres capacity | Each | 9055
Sanitary Installations | 22.216.2 | Providing and fixing in position best Indian make (to the approval of the engineer-in-charge) storage type automatic electric water heater, pressure/non-pressure type thermostatically controlled, suitable for operation on 230 volts, 50 cycles single phase vertical wall mounting fitted with-draw able and adjustable type AC, thermostat. Thermostat knob to be readily accessible through the opening of suitable cover for and adjustment of temperature in the installed position of heater and the thermostat should be withdrawn without having to drain the water, electric heating element made out of copper tube (heating element should be easily removed and replaced in the installed position of heater) A neon indicator 1 AMP, inner container made out of copper tinned both from inside and outside, outer container made out of mild steel sheet finished in gleaming white stove enamel paint, insulated between the inner and outer with fibre glass wool with 1 metre length of suitable capacity 3 core flexible cord with plug and non return valve plastic/lead connections or pressure release valve (where required). Complete including fixing and testing for a week (as required by Engineer-in­ charge | 30 Litres capacity | Each | 10354
Sanitary Installations | 22.216.3 | Providing and fixing in position best Indian make (to the approval of the engineer-in-charge) storage type automatic electric water heater, pressure/non-pressure type thermostatically controlled, suitable for operation on 230 volts, 50 cycles single phase vertical wall mounting fitted with-draw able and adjustable type AC, thermostat. Thermostat knob to be readily accessible through the opening of suitable cover for and adjustment of temperature in the installed position of heater and the thermostat should be withdrawn without having to drain the water, electric heating element made out of copper tube (heating element should be easily removed and replaced in the installed position of heater) A neon indicator 1 AMP, inner container made out of copper tinned both from inside and outside, outer container made out of mild steel sheet finished in gleaming white stove enamel paint, insulated between the inner and outer with fibre glass wool with 1 metre length of suitable capacity 3 core flexible cord with plug and non return valve plastic/lead connections or pressure release valve (where required). Complete including fixing and testing for a week (as required by Engineer-in­ charge | 35 Litres capacity | Each | 11652
Sanitary Installations | 22.216.4 | Providing and fixing in position best Indian make (to the approval of the engineer-in-charge) storage type automatic electric water heater, pressure/non-pressure type thermostatically controlled, suitable for operation on 230 volts, 50 cycles single phase vertical wall mounting fitted with-draw able and adjustable type AC, thermostat. Thermostat knob to be readily accessible through the opening of suitable cover for and adjustment of temperature in the installed position of heater and the thermostat should be withdrawn without having to drain the water, electric heating element made out of copper tube (heating element should be easily removed and replaced in the installed position of heater) A neon indicator 1 AMP, inner container made out of copper tinned both from inside and outside, outer container made out of mild steel sheet finished in gleaming white stove enamel paint, insulated between the inner and outer with fibre glass wool with 1 metre length of suitable capacity 3 core flexible cord with plug and non return valve plastic/lead connections or pressure release valve (where required). Complete including fixing and testing for a week (as required by Engineer-in­ charge | 40 Litres capacity | Each | 12951
Sanitary Installations | 22.216.5 | Providing and fixing in position best Indian make (to the approval of the engineer-in-charge) storage type automatic electric water heater, pressure/non-pressure type thermostatically controlled, suitable for operation on 230 volts, 50 cycles single phase vertical wall mounting fitted with-draw able and adjustable type AC, thermostat. Thermostat knob to be readily accessible through the opening of suitable cover for and adjustment of temperature in the installed position of heater and the thermostat should be withdrawn without having to drain the water, electric heating element made out of copper tube (heating element should be easily removed and replaced in the installed position of heater) A neon indicator 1 AMP, inner container made out of copper tinned both from inside and outside, outer container made out of mild steel sheet finished in gleaming white stove enamel paint, insulated between the inner and outer with fibre glass wool with 1 metre length of suitable capacity 3 core flexible cord with plug and non return valve plastic/lead connections or pressure release valve (where required). Complete including fixing and testing for a week (as required by Engineer-in­ charge | 50 Litres capacity | Each | 14249
Sanitary Installations | 22.216.6 | Providing and fixing in position best Indian make (to the approval of the engineer-in-charge) storage type automatic electric water heater, pressure/non-pressure type thermostatically controlled, suitable for operation on 230 volts, 50 cycles single phase vertical wall mounting fitted with-draw able and adjustable type AC, thermostat. Thermostat knob to be readily accessible through the opening of suitable cover for and adjustment of temperature in the installed position of heater and the thermostat should be withdrawn without having to drain the water, electric heating element made out of copper tube (heating element should be easily removed and replaced in the installed position of heater) A neon indicator 1 AMP, inner container made out of copper tinned both from inside and outside, outer container made out of mild steel sheet finished in gleaming white stove enamel paint, insulated between the inner and outer with fibre glass wool with 1 metre length of suitable capacity 3 core flexible cord with plug and non return valve plastic/lead connections or pressure release valve (where required). Complete including fixing and testing for a week (as required by Engineer-in­ charge | 70 Litres capacity | Each | 16197
Sanitary Installations | 22.216.7 | Providing and fixing in position best Indian make (to the approval of the engineer-in-charge) storage type automatic electric water heater, pressure/non-pressure type thermostatically controlled, suitable for operation on 230 volts, 50 cycles single phase vertical wall mounting fitted with-draw able and adjustable type AC, thermostat. Thermostat knob to be readily accessible through the opening of suitable cover for and adjustment of temperature in the installed position of heater and the thermostat should be withdrawn without having to drain the water, electric heating element made out of copper tube (heating element should be easily removed and replaced in the installed position of heater) A neon indicator 1 AMP, inner container made out of copper tinned both from inside and outside, outer container made out of mild steel sheet finished in gleaming white stove enamel paint, insulated between the inner and outer with fibre glass wool with 1 metre length of suitable capacity 3 core flexible cord with plug and non return valve plastic/lead connections or pressure release valve (where required). Complete including fixing and testing for a week (as required by Engineer-in­ charge | 80 Litres capacity | Each | 17495
Sanitary Installations | 22.216.8 | Providing and fixing in position best Indian make (to the approval of the engineer-in-charge) storage type automatic electric water heater, pressure/non-pressure type thermostatically controlled, suitable for operation on 230 volts, 50 cycles single phase vertical wall mounting fitted with-draw able and adjustable type AC, thermostat. Thermostat knob to be readily accessible through the opening of suitable cover for and adjustment of temperature in the installed position of heater and the thermostat should be withdrawn without having to drain the water, electric heating element made out of copper tube (heating element should be easily removed and replaced in the installed position of heater) A neon indicator 1 AMP, inner container made out of copper tinned both from inside and outside, outer container made out of mild steel sheet finished in gleaming white stove enamel paint, insulated between the inner and outer with fibre glass wool with 1 metre length of suitable capacity 3 core flexible cord with plug and non return valve plastic/lead connections or pressure release valve (where required). Complete including fixing and testing for a week (as required by Engineer-in­ charge | 90 Litres capacity | Each | 18794
Sanitary Installations | 22.216.9 | Providing and fixing in position best Indian make (to the approval of the engineer-in-charge) storage type automatic electric water heater, pressure/non-pressure type thermostatically controlled, suitable for operation on 230 volts, 50 cycles single phase vertical wall mounting fitted with-draw able and adjustable type AC, thermostat. Thermostat knob to be readily accessible through the opening of suitable cover for and adjustment of temperature in the installed position of heater and the thermostat should be withdrawn without having to drain the water, electric heating element made out of copper tube (heating element should be easily removed and replaced in the installed position of heater) A neon indicator 1 AMP, inner container made out of copper tinned both from inside and outside, outer container made out of mild steel sheet finished in gleaming white stove enamel paint, insulated between the inner and outer with fibre glass wool with 1 metre length of suitable capacity 3 core flexible cord with plug and non return valve plastic/lead connections or pressure release valve (where required). Complete including fixing and testing for a week (as required by Engineer-in­ charge | 1 oo Litres capacity 22.216.1O 140 Litres capacity | Each | 20741
Sanitary Installations | 22.217 | Providing and fixing in position concealed cistern including flushing plate of approved make (to the approval of the Engineer-in-charge) complete in all respect. HDPE pipes for Drainage |  | Each | 7976
Sanitary Installations | 22.218.1 | Providing and Supplying of class SN 8 structured wall Polyethylene Piping system (Pipe with online/ offline coupler and elastomeric sealing ring) with non smooth external annular corrugated and smooth internal surface (double wall) for non-pressure underground sewerage and drainage application as confirm to IS 16098 (part 11):2013 including transportation, frieght charges, inspection charges, loading, unloading, complete as specified and directed by Engineer In-Charge | 250 mm I ntemal Diameter | Metre | 495
Sanitary Installations | 22.218.2 | Providing and Supplying of class SN 8 structured wall Polyethylene Piping system (Pipe with online/ offline coupler and elastomeric sealing ring) with non smooth external annular corrugated and smooth internal surface (double wall) for non-pressure underground sewerage and drainage application as confirm to IS 16098 (part 11):2013 including transportation, frieght charges, inspection charges, loading, unloading, complete as specified and directed by Engineer In-Charge | 300 mm I ntemal Diameter | Metre | 785
Sanitary Installations | 22.218.3 | Providing and Supplying of class SN 8 structured wall Polyethylene Piping system (Pipe with online/ offline coupler and elastomeric sealing ring) with non smooth external annular corrugated and smooth internal surface (double wall) for non-pressure underground sewerage and drainage application as confirm to IS 16098 (part 11):2013 including transportation, frieght charges, inspection charges, loading, unloading, complete as specified and directed by Engineer In-Charge | 400 mm I ntemal Diameter | Metre | 1381
Sanitary Installations | 22.218.4 | Providing and Supplying of class SN 8 structured wall Polyethylene Piping system (Pipe with online/ offline coupler and elastomeric sealing ring) with non smooth external annular corrugated and smooth internal surface (double wall) for non-pressure underground sewerage and drainage application as confirm to IS 16098 (part 11):2013 including transportation, frieght charges, inspection charges, loading, unloading, complete as specified and directed by Engineer In-Charge | 500 mm I ntemal Diameter | Metre | 1992
Sanitary Installations | 22.219.1 | Lowering, Laying and jointing of class SN 8 structured wall (External Annular Corrugated and Smooth Internal Surface Polyethylene Piping and fitting with the help of coupler(online/ offline) attached with one end of pipes, sliding over the elastomeric sealing rubber ring placed on the specified valley of the corrugation at the spigot end, lowering the same into the trench, laying on the lower bedding (constructed at bottom of trenches) at prescribed gradient, depth and alignment, testing the water tightness of the joints, ensuring the continuity tests of specified pipe segment etc. complete as per drawing, specification and detailed engineering, including cartage of pipes and fitting etc. as per direction of Engineer-in-charge | 1250 mm Internal Diameter | Metre | 99
Sanitary Installations | 22.219.2 | Lowering, Laying and jointing of class SN 8 structured wall (External Annular Corrugated and Smooth Internal Surface Polyethylene Piping and fitting with the help of coupler(online/ offline) attached with one end of pipes, sliding over the elastomeric sealing rubber ring placed on the specified valley of the corrugation at the spigot end, lowering the same into the trench, laying on the lower bedding (constructed at bottom of trenches) at prescribed gradient, depth and alignment, testing the water tightness of the joints, ensuring the continuity tests of specified pipe segment etc. complete as per drawing, specification and detailed engineering, including cartage of pipes and fitting etc. as per direction of Engineer-in-charge | 300 mm I ntemal Diameter | Metre | 146
Sanitary Installations | 22.219.3 | Lowering, Laying and jointing of class SN 8 structured wall (External Annular Corrugated and Smooth Internal Surface Polyethylene Piping and fitting with the help of coupler(online/ offline) attached with one end of pipes, sliding over the elastomeric sealing rubber ring placed on the specified valley of the corrugation at the spigot end, lowering the same into the trench, laying on the lower bedding (constructed at bottom of trenches) at prescribed gradient, depth and alignment, testing the water tightness of the joints, ensuring the continuity tests of specified pipe segment etc. complete as per drawing, specification and detailed engineering, including cartage of pipes and fitting etc. as per direction of Engineer-in-charge | 400 mm I ntemal Diameter | Metre | 190
Sanitary Installations | 22.219.4 | Lowering, Laying and jointing of class SN 8 structured wall (External Annular Corrugated and Smooth Internal Surface Polyethylene Piping and fitting with the help of coupler(online/ offline) attached with one end of pipes, sliding over the elastomeric sealing rubber ring placed on the specified valley of the corrugation at the spigot end, lowering the same into the trench, laying on the lower bedding (constructed at bottom of trenches) at prescribed gradient, depth and alignment, testing the water tightness of the joints, ensuring the continuity tests of specified pipe segment etc. complete as per drawing, specification and detailed engineering, including cartage of pipes and fitting etc. as per direction of Engineer-in-charge | 500 mm I ntemal Diameter | Metre | 250
Sanitary Installations | 22.220.1 | Providing HOPE Pipe of material grade PE-80, PN-4 as confirm to IS: 14333.1996 (amended upto date) suitable for butt fusion jointing | 280 mm outer diameter | Metre | 1457
Sanitary Installations | 22.220.2 | Providing HOPE Pipe of material grade PE-80, PN-4 as confirm to IS: 14333.1996 (amended upto date) suitable for butt fusion jointing | 315 mm outer diameter | Metre | 1833
Sanitary Installations | 22.220.3 | Providing HOPE Pipe of material grade PE-80, PN-4 as confirm to IS: 14333.1996 (amended upto date) suitable for butt fusion jointing | 355 mm outer diameter | Metre | 2400
Sanitary Installations | 22.220.4 | Providing HOPE Pipe of material grade PE-80, PN-4 as confirm to IS: 14333.1996 (amended upto date) suitable for butt fusion jointing | 400 mm outer diameter | Metre | 3104
Sanitary Installations | 22.220.5 | Providing HOPE Pipe of material grade PE-80, PN-4 as confirm to IS: 14333.1996 (amended upto date) suitable for butt fusion jointing | 450 mm outer diameter | Metre | 3929
Sanitary Installations | 22.220.6 | Providing HOPE Pipe of material grade PE-80, PN-4 as confirm to IS: 14333.1996 (amended upto date) suitable for butt fusion jointing | 500 mm outer diameter | Metre | 4836
Sanitary Installations | 22.220.7 | Providing HOPE Pipe of material grade PE-80, PN-4 as confirm to IS: 14333.1996 (amended upto date) suitable for butt fusion jointing | 560 mm outer diameter | Metre | 6586
Sanitary Installations | 22.220.8 | Providing HOPE Pipe of material grade PE-80, PN-4 as confirm to IS: 14333.1996 (amended upto date) suitable for butt fusion jointing | 630 mm outer diameter | Metre | 8301
Sanitary Installations | 22.220.9 | Providing HOPE Pipe of material grade PE-80, PN-4 as confirm to IS: 14333.1996 (amended upto date) suitable for butt fusion jointing | 710 mm outer diameter | Metre | 10555
Sanitary Installations | 22.221.1 | Providing and fixing in position vitreous chinaware white lavatory suites of approved make (to the approval of Engineer-in-charge) including Rack Bolt Screw Pair 115mm long without CP fittings complete in all respect | Size 450mmx300mm | Each | 1622
Sanitary Installations | 22.221.2 | Providing and fixing in position vitreous chinaware white lavatory suites of approved make (to the approval of Engineer-in-charge) including Rack Bolt Screw Pair 115mm long without CP fittings complete in all respect | Size 550 mm x 400 mm x 815 mm | Each | 1874
Sanitary Installations | 22.221.3 | Providing and fixing in position vitreous chinaware white lavatory suites of approved make (to the approval of Engineer-in-charge) including Rack Bolt Screw Pair 115mm long without CP fittings complete in all respect | Size 630 mm x 450 mm x 830 mm | Each | 3503
Sanitary Installations | 22.221.4 | Providing and fixing in position vitreous chinaware white lavatory suites of approved make (to the approval of Engineer-in-charge) including Rack Bolt Screw Pair 115mm long without CP fittings complete in all respect | Size 500 mm x 400 mm x 820 mm | Each | 1715
Sanitary Installations | 22.221.5 | Providing and fixing in position vitreous chinaware white lavatory suites of approved make (to the approval of Engineer-in-charge) including Rack Bolt Screw Pair 115mm long without CP fittings complete in all respect | Size 560mm x 430mm x 820 mm | Each | 2179
Sanitary Installations | 22.221.6 | Providing and fixing in position vitreous chinaware white lavatory suites of approved make (to the approval of Engineer-in-charge) including Rack Bolt Screw Pair 115mm long without CP fittings complete in all respect | Size 560mm x 410mm (above counter oval) | Each | 2642
Sanitary Installations | 22.221.7 | Providing and fixing in position vitreous chinaware white lavatory suites of approved make (to the approval of Engineer-in-charge) including Rack Bolt Screw Pair 115mm long without CP fittings complete in all respect | Size 49 cm dia (above counter round) | Each | 3073
Sanitary Installations | 22.221.8 | Providing and fixing in position vitreous chinaware white lavatory suites of approved make (to the approval of Engineer-in-charge) including Rack Bolt Screw Pair 115mm long without CP fittings complete in all respect | Size 630mm x 500mm (above counter oval) | Each | 4463
Sanitary Installations | 22.221.9 | Providing and fixing in position vitreous chinaware white lavatory suites of approved make (to the approval of Engineer-in-charge) including Rack Bolt Screw Pair 115mm long without CP fittings complete in all respect | Size 560mm x 450mm (Under counter oval) | Each | 2642
Sanitary Installations | 22.221.11 | Providing and fixing in position vitreous chinaware white lavatory suites of approved make (to the approval of Engineer-in-charge) including Rack Bolt Screw Pair 115mm long without CP fittings complete in all respect | Table Top (size 49 x 40 x 15 cm) | Each | 8370
Sanitary Installations | 22.221.12 | Providing and fixing in position vitreous chinaware white lavatory suites of approved make (to the approval of Engineer-in-charge) including Rack Bolt Screw Pair 115mm long without CP fittings complete in all respect | Table Top round (size 40.5 x 40.5 x 14 cm) | Each | 7178
Sanitary Installations | 22.221.13 | Providing and fixing in position vitreous chinaware white lavatory suites of approved make (to the approval of Engineer-in-charge) including Rack Bolt Screw Pair 115mm long without CP fittings complete in all respect | Table Top square (size 39 x 39 x 15 cm) | Each | 7509
Sanitary Installations | 22.221.14 | Providing and fixing in position vitreous chinaware white lavatory suites of approved make (to the approval of Engineer-in-charge) including Rack Bolt Screw Pair 115mm long without CP fittings complete in all respect | Size 460mm x 330mm x 805 mm | Each | 1748
Sanitary Installations | 22.222.1.1 | Providing and fixing in position singel socket SWR UPVC soil waste or antisyphonage pipes as per IS 13592 of E.D.C manufacture or of any other reputed firm including cutting, jointing, wastage, but excluding cost of jointing — Single Socket Type A | 160mm old SWR UPVC pipe lines laid complete | Metre | 500
Sanitary Installations | 22.222.1.2 | Providing and fixing in position singel socket SWR UPVC soil waste or antisyphonage pipes as per IS 13592 of E.D.C manufacture or of any other reputed firm including cutting, jointing, wastage, but excluding cost of jointing — Single Socket Type A | 110mm old SWR UPVC pipe lines laid complete | Metre | 278
Sanitary Installations | 22.222.1.3 | Providing and fixing in position singel socket SWR UPVC soil waste or antisyphonage pipes as per IS 13592 of E.D.C manufacture or of any other reputed firm including cutting, jointing, wastage, but excluding cost of jointing — Single Socket Type A | 90mm old SWR UPVC pipe lines laid complete | Metre | 236
Sanitary Installations | 22.222.1.4 | Providing and fixing in position singel socket SWR UPVC soil waste or antisyphonage pipes as per IS 13592 of E.D.C manufacture or of any other reputed firm including cutting, jointing, wastage, but excluding cost of jointing — Single Socket Type A | 75mm old SWR UPVC pipe lines laid complete | Metre | 201
Sanitary Installations | 22.222.2.1 | Providing and fixing in position singel socket SWR UPVC soil waste or antisyphonage pipes as per IS 13592 of E.D.C manufacture or of any other reputed firm including cutting, jointing, wastage, but excluding cost of jointing — Single Socket Type B | 160mm old SWR UPVC pipe lines laid complete | Metre | 598
Sanitary Installations | 22.222.2.2 | Providing and fixing in position singel socket SWR UPVC soil waste or antisyphonage pipes as per IS 13592 of E.D.C manufacture or of any other reputed firm including cutting, jointing, wastage, but excluding cost of jointing — Single Socket Type B | 110mm old SWR UPVC pipe lines laid complete | Metre | 361
Sanitary Installations | 22.222.2.3 | Providing and fixing in position singel socket SWR UPVC soil waste or antisyphonage pipes as per IS 13592 of E.D.C manufacture or of any other reputed firm including cutting, jointing, wastage, but excluding cost of jointing — Single Socket Type B | 90mm old SWR UPVC pipe lines laid complete | Metre | 306
Sanitary Installations | 22.222.2.4 | Providing and fixing in position singel socket SWR UPVC soil waste or antisyphonage pipes as per IS 13592 of E.D.C manufacture or of any other reputed firm including cutting, jointing, wastage, but excluding cost of jointing — Single Socket Type B | 75mm old SWR UPVC pipe lines laid complete | Metre | 271
Horticulture and Land Scaping | 26.1 | Supplying and stacking at site of work well-decayed farm-yard manure from any available source, approved by the Engineer-in­ charge including screening through sieve of LS.designation 16 mm with 5 km lead |  | Cum | 611
Horticulture and Land Scaping | 26.2 | Supplying and stacking of good quality top layer garden earth free from debris and weeds, at site including royalty and carriage/lead 5 km (good earth measured in stacks will be reduced by 20 % for payment) only for filling of pots and flower beds |  | Cum | 338
Horticulture and Land Scaping | 26.3.1 | Supplying at site good earth /soil-less media and/ or organic matter, preparation of top dressing mixture or pot media | Supplying at site of work well-decayed farm-yard manure from any available source, approved by the Engineer-in­ charge including screening through sieve of LS.designation 16 mm with 5 km lead and supply of good earth making mixture in ratio of 1:2 | Cum | 478
Horticulture and Land Scaping | 26.3.2 | Supplying at site good earth /soil-less media and/ or organic matter, preparation of top dressing mixture or pot media | Supplying at site of work well-decayed farm-yard manure from any available source, approved by the Engineer-in­ charge including screening through sieve of LS.designation 16 mm with 5 km lead and supply of good earth, FARM YARD MANURE and coco peat making mixture in ratio of 2: 1: 1 | Cum | 1026
Horticulture and Land Scaping | 26.3.3 | Supplying at site good earth /soil-less media and/ or organic matter, preparation of top dressing mixture or pot media | Supplying at site of work well-screened fine sand and vermi compost at site of work and making mixture in ratio 1:1 | Cum | 3029
Horticulture and Land Scaping | 26.3.4 | Supplying at site good earth /soil-less media and/ or organic matter, preparation of top dressing mixture or pot media | Supplying at site of work well-screened Yamuna sand and Neem Cake at site of work and making mixture in ratio 3:1 | Cum | 4313
Horticulture and Land Scaping | 26.3.5 | Supplying at site good earth /soil-less media and/ or organic matter, preparation of top dressing mixture or pot media | Supplying at site of work coco peat, vermiculite and perlite in ratio of 2:1:1, adding fertilizer DAP @ 2 kg per cum mixture to make Potting media | Cum | 5087
Horticulture and Land Scaping | 26.3.6 | Supplying at site good earth /soil-less media and/ or organic matter, preparation of top dressing mixture or pot media | Spreading of sludge, farm-yard manure or/and good earth in required thickness (Cost of sludge, farm-yard manure or/and good earth to be paid for separately) | Cum | 34
Horticulture and Land Scaping | 26.3.7 | Supplying at site good earth /soil-less media and/ or organic matter, preparation of top dressing mixture or pot media | Mixing earth and sludge or farm yard manure in proportion specified or as directed | Cum | 24
Horticulture and Land Scaping | 26.4.1 | Excavation in dumped stones or malba including stacking of serviceable and unserviceable material separately and disposal of unserviceable material, lead up to 50m and lift up to 1.5 m, disposed material to be neatly dressed |  | Cum | 291
Horticulture and Land Scaping | 26.4.2 | Surface dressing of ground including removing rank vegetation and inequalities not exceeding 15 cm deep and disposal of rubbish, lead up to 50 m and lift up to 1.5 m in all kind of soils |  | Sqm | 14
Horticulture and Land Scaping | 26.4.4 | Felling of trees of girth ( measured at a height of 1 m above ground level) including cutting of trunks and branches, removing the roots and stacking of serviceable material, disposal of unserviceable material and filling in pits and depression- Beyond 30cm girth up to and including 60 cm girth |  | Each | 194
Horticulture and Land Scaping | 26.4.5 | Felling of trees of girth ( measured at a height of 1 m above ground level) including cutting of trunks and branches, removing the roots and stacking of serviceable material, disposal of unserviceable material and filling in pits and depression- Beyond 60cm girth up to and including 120 cm girth |  | Each | 920
Horticulture and Land Scaping | 26.4.6 | Felling of trees of girth ( measured at a height of 1 m above ground level) including cutting of trunks and branches, removing the roots and stacking of serviceable material, disposal of unserviceable material and filling in pits and dressing - Beyond 120cm girth up to and including 240 cm girth |  | Each | 4117
Horticulture and Land Scaping | 26.4.7 | Felling of trees of girth ( measured at a height of 1 m above ground level) including cutting of trunks and branches, removing the roots and stacking of serviceable material, disposal of unserviceable material and filling in pits and dressing above 240 cm girth |  | Each | 7266
Horticulture and Land Scaping | 26.4.8 | Uprooting rank vegetation and weeds by digging the area to a depth of 60 cm removing all weeds and other growth with roots by forking repeatedly, breaking clods, rough dressing, flooding with water, uprooting fresh growths after 1 o to 15 days and then fine dressing for planting new grass, including disposal of all rubbish with all leads and lifts |  | Sqm | 40
Horticulture and Land Scaping | 26.4.9 | Trenching in all kinds of soil up to a depth of 60 cm including removal and stacking of serviceable MATERIALs and then disposing of by spreading and neatly levelling with in a lead of 50 metres and making up the trenched area to proper levels by filling with earth or earth mixed with sludge or/an farm-yard manure before and after flooding trench with water (excluding cost of imported earth and sludge or farm-yard manure) |  | Cum | 51
Horticulture and Land Scaping | 26.4.11 | Uprooting weeds from the trenched area after 1 O to 15 days of its flooding with water including disposal of uprooted vegetation |  | Sqm | 3
Horticulture and Land Scaping | 26.4.12 | Fine dressing the ground |  | Sqm | 2
Horticulture and Land Scaping | 26.5 | Making lawns with rough grassing including uprooting rank vegetation and weeds by digging area to a depth of 30 cm, removing all weeds and other growth with roots by forking repeatedly, ploughing and dragging with 'swagha' breaking of clods, removal of rubbish, dressing and supplying doob grass roots, and planting at 15 cm apart, including supplying and spreading of farm-yard manure at the rate of 0.18 cum per 100 sqm fertilizers etc |  | Sqm | 14
Horticulture and Land Scaping | 26.7 | Grassing of play grounds with doob grass including uprooting rank vegetation and weeds by digging area to a depth of 30 cm, removing all weeds and other growth with roots by forking repeatedly, ploughing and dragging with 'swagha' breaking of clods, removal of rubbish, dressing and supplying doob grass roots, and planting at 10 cm apart in both directions, watering weeding including supplying and spreading of farm-yard manure at the rate of 0.18 cum per 100 sqm fertilizers DAP 50 g per sqm etc and maintenance till weed free turf is formed |  | Sqm | 24
Horticulture and Land Scaping | 26.9.1 | Turfing lawns with fine grassing ( selection no.1/ Bermuda and Mexican/Neelgiri grass )including ploughing, dressing including breaking of clods, removal of rubbish, dressing and supplying of selection no. 1 / Bermuda doob grass and Mexican/Neelgiri grass roots, including supplying and spreading of farmyard manure at the rate of 0.60 cum per 100 sqm, maintenance till weed free turf is formed | Planting selection no. 1 grass roots in rows 5 cm apart in both directions | Sqm | 61
Horticulture and Land Scaping | 26.9.2 | Turfing lawns with fine grassing ( selection no.1/ Bermuda and Mexican/Neelgiri grass )including ploughing, dressing including breaking of clods, removal of rubbish, dressing and supplying of selection no. 1 / Bermuda doob grass and Mexican/Neelgiri grass roots, including supplying and spreading of farmyard manure at the rate of 0.60 cum per 100 sqm, maintenance till weed free turf is formed | Planting selection no. 1 grass roots in rows 7.5 cm apart in both directions | Sqm | 48
Horticulture and Land Scaping | 26.9.3 | Turfing lawns with fine grassing ( selection no.1/ Bermuda and Mexican/Neelgiri grass )including ploughing, dressing including breaking of clods, removal of rubbish, dressing and supplying of selection no. 1 / Bermuda doob grass and Mexican/Neelgiri grass roots, including supplying and spreading of farmyard manure at the rate of 0.60 cum per 100 sqm, maintenance till weed free turf is formed | Planting selection no. 1 grass roots in rows 10 cm apart in both directions | Sqm | 36
Horticulture and Land Scaping | 26.9.4 | Turfing lawns with fine grassing ( selection no.1/ Bermuda and Mexican/Neelgiri grass )including ploughing, dressing including breaking of clods, removal of rubbish, dressing and supplying of selection no. 1 / Bermuda doob grass and Mexican/Neelgiri grass roots, including supplying and spreading of farmyard manure at the rate of 0.60 cum per 100 sqm, maintenance till weed free turf is formed | Providing and fixing Selection no. 1 grass turf with earth 50mm to 60mm thickness and ramming with required wooden tools, rolling with light roller to make the surface | Sqm | 112
Horticulture and Land Scaping | 26.9.5 | Turfing lawns with fine grassing ( selection no.1/ Bermuda and Mexican/Neelgiri grass )including ploughing, dressing including breaking of clods, removal of rubbish, dressing and supplying of selection no. 1 / Bermuda doob grass and Mexican/Neelgiri grass roots, including supplying and spreading of farmyard manure at the rate of 0.60 cum per 100 sqm, maintenance till weed free turf is formed | Planting Neelgiri/ Mexican grass roots in rows 5 cm apart in both directions | Sqm | 102
Horticulture and Land Scaping | 26.9.6 | Turfing lawns with fine grassing ( selection no.1/ Bermuda and Mexican/Neelgiri grass )including ploughing, dressing including breaking of clods, removal of rubbish, dressing and supplying of selection no. 1 / Bermuda doob grass and Mexican/Neelgiri grass roots, including supplying and spreading of farmyard manure at the rate of 0.60 cum per 100 sqm, maintenance till weed free turf is formed | Planting Neelgiri/ Mexican grass roots in rows 7.5 cm apart in both directions | Sqm | 80
Horticulture and Land Scaping | 26.9.7 | Turfing lawns with fine grassing ( selection no.1/ Bermuda and Mexican/Neelgiri grass )including ploughing, dressing including breaking of clods, removal of rubbish, dressing and supplying of selection no. 1 / Bermuda doob grass and Mexican/Neelgiri grass roots, including supplying and spreading of farmyard manure at the rate of 0.60 cum per 100 sqm, maintenance till weed free turf is formed | Planting Neelgiri/ Mexican grass roots in rows 1 O cm apart in both directions | Sqm | 61
Horticulture and Land Scaping | 26.9.8 | Turfing lawns with fine grassing ( selection no.1/ Bermuda and Mexican/Neelgiri grass )including ploughing, dressing including breaking of clods, removal of rubbish, dressing and supplying of selection no. 1 / Bermuda doob grass and Mexican/Neelgiri grass roots, including supplying and spreading of farmyard manure at the rate of 0.60 cum per 100 sqm, maintenance till weed free turf is formed | Providing and fixing Neelgiri/ Mexican grass turf with earth 50mm to 60 mm thickness and ramming with required wooden tools, rolling with light roller to make the surface smooth and even | Sqm | 252
Horticulture and Land Scaping | 26.10 | Maintenance of fine grass lawn for one year including fertilizer application, DAP @ 20gm/sqm, urea 40gm/sqm, watering, weeding, top dressing with good earth and manure mixture 2:1 @ 0.01cum per sqm, maintaining fine level, regular mowing and removal of rubbish with all lifts and leads |  | Sqm | 50
Horticulture and Land Scaping | 26.11.1 | Removal of weeds from grassy lawn | Weeding out of lawn, where weeds are up to 50%, by removal of all weeds and other wild growth with roots by forking including disposal of garden rubbish with all leads and lifts complete | Sqm | 13
Horticulture and Land Scaping | 26.11.2 | Removal of weeds from grassy lawn | Weeding out of lawn, where weeds are up to 25%, by removal of all weeds and other wild growth with roots by forking including disposal of garden rubbish with all leads and lifts complete | Sqm | 7
Horticulture and Land Scaping | 26.11.3 | Removal of weeds from grassy lawn | Broadleaf Weed control in garden using weedicide, once, including cost of chemical.@3gm Metsulfuron methyl 20% wg per 1000sqm | Sqm | 0.31
Horticulture and Land Scaping | 26.11.4 | Removal of weeds from grassy lawn | Nut grass (Motha) control in garden using weedicide, once, including cost of chemical Halosulfuron methyl 75% WD@8.40g per 1000 sqm | Sqm | 0.69
Horticulture and Land Scaping | 26.12 | Renovating lawns including, weeding, cheeling the grass, forking the ground, top dressing with mixture of good earth and manure 2:1, mixing the same with forked soil, watering and maintaining the lawns, for 30 days or more, till the grass forms a thick lawn, free from weeds, and fit for mowing and disposal of rubbish as directed, including supplying good earth, if needed, including the cost of well decayed farm-yard manure1. 25 cum, Yamuna sand 1.25 cum per 100 sqm |  | Sqm | 39
Horticulture and Land Scaping | 26.13.6 | Digging holes in all kinds of soil, and refilling the same, with the excavated earth, mixed with well decayed farmyard manure (cost of well decayed farm yard manure to be paid separately) | Digging of pits in all kinds of soil & refilling the same, with the excavated earth mixed with well decayed farm yard manure @ 30% of pit volume and insecticide for termite control ( Excluding cost of FYM and Insecticide.) | Cum | 71
Horticulture and Land Scaping | 26.14 | Supplying and planting in prepared pits and watering, healthy, vigorous growing, permanent trees including,application of 10 ml chlorpyriphos 20% EC, planting desired disease free, 200 cm to 220 cm height,5 cm to 6 cm calliper size stem, full of foliage ornamental tree sapling each to be supplied in 30cm x 30cm poly bags, |  | Each | 176
Horticulture and Land Scaping | 26.15.1 | Maintenance of tree including fertilization, application of insecticide, watering, weeding, training, pruning, | Maintenance of tree for one year for the 1st three years of age including weeding, hoeing, plant protection, watering from Deptt. source, application of 1 O ml chlorpyriphos four times, 0.0289 cum FYM each,50 gm urea and 50 g DAP twice,replacement of casualty,disposal of debris and other activities.etc | Each | 438
Horticulture and Land Scaping | 26.15.2 | Maintenance of tree including fertilization, application of insecticide, watering, weeding, training, pruning, | Maintenance of tree for one year for the age of tree of 4th, 5th and next years including weeding, hoeing, plant protection, the watering from Deptt. source, application of 10 ml chlorpyriphos four times, 0.0289 cum FYM each, 50 gm urea and 50 g DAP twice, replacement of casualty etc | Each | 270
Horticulture and Land Scaping | 26.16 | Pruning, trimming, shaping of mature trees /shrubs (ht 15 feet and above) including removal and disposal of cut materials up to 50m lead |  | Each | 50
Horticulture and Land Scaping | 26.17.1 | Providing and fixing single stack for a tree with bamboo 38 mm dia, 2.40 m long including rope, wire etc |  | Each | 84
Horticulture and Land Scaping | 26.17.2 | Providing and fixing double stake for tree with bamboos 38 mm dia, 2.40 m long including rope, wire etc |  | Each | 167
Horticulture and Land Scaping | 26.17.3 | Three point guying of large palms and trees with coir ropes and stacking with 30 mm dia 2.40 m long bamboo |  | Each | 142
Horticulture and Land Scaping | 26.18 | Supply and planting of disease free healthy, vigorous growing more than 75 cm height permanent shrubs in already prepared pits, supplied in 25 cm x 20 cm poly bags, application of 10 ml chlorpyriphos 20% E.C. termiticide each and watering supplied through the tractor tanker |  | Each | 67
Horticulture and Land Scaping | 26.19.1 | Maintenance of shrub for one year including weeding, hoeing, plant protection, watering from Deptt. source, application of 1 O ml chlorpyriphos four times in a year, 0.0289cum FYM each, 20 gm urea and 20 gm DAP twice, replacement of casualty etc. with same species and same age of plant | Individual shrubs | Each | 325
Horticulture and Land Scaping | 26.19.2 | Maintenance of shrub for one year including weeding, hoeing, plant protection, watering from Deptt. source, application of 1 O ml chlorpyriphos four times in a year, 0.0289cum FYM each, 20 gm urea and 20 gm DAP twice, replacement of casualty etc. with same species and same age of plant | Shrubs planted in groups making continuous block | Sqm | 323
Horticulture and Land Scaping | 26.20 | Supply and Planting rare and specimen tree plants in already prepared pits (Ficus starlight 150 cm height, Terminalia 210 cm height, menatalis, Michelia champaca hybrid more than 180 cm height, Cyprus (Golden juniperous) more than 180 cm height, topiary of 1 O to 12 no. well trimmed bolls of more than 30cm size of Ficus nuda, Ficus retusa, Ficus long island, Ficus panda more than 180 cm height, Golden bottle brush, casurina equistefolia, Bottle palm with stem circumference at base more than 40cm,Washingtonia palm of healthy clear stem height below leaf more Thant 90 cm) including, fertilizer and insecticides chlorpyriphos 20 ml per pit, planting of 180cm to 210cm tall sapling in position and flooding with water.specie of plant will be decided by engineer in charge |  | Each | 1119
Horticulture and Land Scaping | 26.21 | Maintenance of specimen tree for one year including weeding, hoeing, plant protection, watering from Deptt. source, application of 20 ml chlorpyriphos four times, 0.0289 cum FYM each,50 gm urea and 50 gm DAP twice,replacement of casualty,disposal of debris and other activities.etc |  | Each | 652
Horticulture and Land Scaping | 26.22.1 | Planting seasonal flower in beds | Supply and planting flower beds including digging 30 cm deep bed and refilling of beds with excavated soil and FYM 0.0508 cum per sqm, Fertilizer DAP 50 gms and insecticides chlorpyriphos 10 ml per sqm, planting of F1 hybrid flower saplings to be supplied in tray pots / thumb pots at 20 cm distance from plant to plant and row to row minimum 25 no. plants per sqm | Sqm | 238
Horticulture and Land Scaping | 26.22.2 | Planting seasonal flower in beds | Planting flower beds including digging 30 cm deep bed and refilling of beds with excavated soil and FYM 0.0508 cum per sqm, Fertilizer DAP 50 gms and insecticides chlorpyriphos 10ml per sqm, planting of F1 hybrid well bloomed flower saplings to be supplied in polybags at 25cm distance from plant to plant and row to row minimum 15 no. plants per sqm | Sqm | 705
Horticulture and Land Scaping | 26.23 | Maintenance of flower beds for one year including, application of FYM 0.050 cum, insecticide 1 O ml, fertilizer 50 gm,per sqm, planting F1 Hybrid flower seedlings to be supplied in Plastic tray pots/thumb pots in winter, summer and rainy season @ 20cm apart row to row and plant to plant, 25 no. plants per sqm each time each season stacking with Kaanas and including all horticultural practices |  | Sqm | 548
Horticulture and Land Scaping | 26.24 | Supply and planting bulbous flower of football lily, amaryllis lily, Lilium, gladiolus, Cladium of hybrid colour vise beds including digging 30 cm deep bed and refilling of beds with excavated soil and FYM 0.0508 cum per sqm, Fertilizer DAP 50 gms and Insecticides chlorpyriphos 1 O ml per sqm, planting of bold size flower bulbs of improved cultivars to be supplied and planted at 23 cm distance from plant to plant and row to row minimum 18 no. bulbs per sqm |  | Sqm | 443
Horticulture and Land Scaping | 26.25 | Maintenance of bulbous flower beds for one year including, application twice of FYM 0.050 cum, insecticide 10ml, fertilizer 20 gm per sqm, planting bulbous flower bulbs of football lily, amaryllis lily, Lilium, gladiolus, Cladium of hybrid colour vise to be supplied in Plastic tray pots/thumb pots in winter, summer season@ 30cm apart row to row and plant to plant, 18 no plants per sqm each time each season stacking with Kaanas and including all horticultural practices |  | Sqm | 996
Horticulture and Land Scaping | 26.26 | Supply and planting ground cover plants including digging 30 cm deep bed and refilling of beds with excavated soil and FYM 0.0508 cum per sqm, Fertilizer DAP 50 gms and insecticides chlorpyriphos 10ml per sqm, planting of saplings at 23cm distance from plant to plant and row to row, minimum 19 no. plants per sqm |  | Sqm | 271
Horticulture and Land Scaping | 26.27 | Maintenance of ground cover plants for one year including application of FYM 0.0508 cum, insecticide 10ml, fertilizer 20 gm,per sqm, replacement of casualty with same specie of plant and all horticultural practices |  | Sqm | 202
Horticulture and Land Scaping | 26.28 | Supply and planting healthy disease free 30 cm to 45 cm height ground cover of rare species plants.i.e. Rasselia, Chlorophytum, Juniperous prostata, Asparagus grass, cuphea chinensis, ipomea, Portulacaria (Jade plant)Zebrina Trades Cantia etc ) including digging 30 cm deep bed and refilling of beds with excavated soil and FYM 0.075cum per sqm, Fertilizer DAP 100 gms and insecticides chlorpyriphos 10ml per sqm, planting of saplings of rare specie of plants to be supplied in 20cm x 20cm ' polybags with full of leaves and in healthy condition at 30cm distance from plant to plant and row to row minimum 15 no. plants per sqm,and watering |  | Sqm | 457
Horticulture and Land Scaping | 26.29 | Maintenance of Specimen ground cover plants for one year including application of FYM 0.0508 cum, insecticide 10ml four time in a year, fertilizer 50 gm DAP and Urea each per sqm twice in a year, replacement of casualty with same specie of plant and including all horticultural practices |  | Sqm | 252
Horticulture and Land Scaping | 26.30 | Supplying healthy, well branched, well bloomed and Planting rose beds including digging 30 cm deep bed and refilling of beds with excavated soil and FYM 0.0508 cum per sqm, Fertilizer DAP 50 gms and insecticides chlorpyriphos 10ml per sqm, planting of hybrid Budded rose saplings to be supplied in earthen pots 120cm x20cm polybags, planting of sapling at 45 cm distance from plant to plant and row to row and 5 no. plants per sqm |  | Sqm | 178
Horticulture and Land Scaping | 26.31 | Maintenance of rose beds for one year including application of FYM 0.0289 cum, DAP 100gm,insecticide chlorpyriphos 20% EC 10 ml, Fungicide Blitox/bavistin 20gm per sqm replacement of dead plants with same specie/quality of plant |  | Sqm | 157
Horticulture and Land Scaping | 26.32 | Planting permanent edging plants around beds, lawn or along paths including of digging of trench 45 cm wide to 15 cm depth, refilling the excavated earth, mixed with farm-yard manure, supplied at the rate of 0.9 cum per sqm and supplying and planting hedge/ edge at 20 cm apart in one or two rows @11 no. well trimmed bushy,multi branched,30 cm to 45 cm in height plants to be supplied in 15 cm x 15 cm poly bags per sqm |  | Metre | 109
Horticulture and Land Scaping | 26.33 | Maintaining the permanent edging plants for the one year including application of FYM @ 0.0289 cum,chlorpyriphos 9ml, urea and DAP 40gm each per year,watering, hoeing weeding trimming and shaping,replacement of casualty as and when noticed |  | Metre | 73
Horticulture and Land Scaping | 26.34 | Planting permanent hedges including digging of trenches, 60 cm wide and 45 cm deep, refilling the excavated earth, mixed with farm- yard manure, supplied at the rate of 1.62 cum per 18 sqm, DAP 0.6kg, Chlorpyriphos 20%EC@ 0.20 litre per 18 sqm and supplying and planting hedge at 30 cm apart in two rows @ 202 no. well trimmed bushy,multi-branched,30 cm to 45 cm in height plants to be supplied in 15 cm x 15 cm poly bags per 18 sqm |  | Sqm | 258
Horticulture and Land Scaping | 26.35 | Maintaining the hedges for one year including watering, hoeing weeding trimming and shaping,replacement of casualty as and when noticed, application of Farm yard manure @ 0.0127 m layer over surface, application of insecticide chlorpyriphos @ 2ml per sqm twice, urea @40gm and DAP @10 gm per sqm once in a year |  | Sqm | 274
Horticulture and Land Scaping | 26.36 | Maintaining and Cutting of designer hedge/edge for one year including removing of cut materials, cleaning, hoeing of hedge/edge bed, watering, manuring @ 0.0127 cum/sqm and applying insecticides @ 2ml/sqm and fungicides @ 1o gm/sqm etc including cost of insecticide, water and spraying machine |  | Sqm | 361
Horticulture and Land Scaping | 26.37.1 | Providing black nursery polybags filled with mixture of screened manure and good earth in the ratio 1:2 filled to full volume | Polyurethane bags size 10 cm dia x 15 cm height | Bag | 1
Horticulture and Land Scaping | 26.37.2 | Providing black nursery polybags filled with mixture of screened manure and good earth in the ratio 1:2 filled to full volume | Polyurethane bags size 15 cm dia x 20 cm height | Bag | 4
Horticulture and Land Scaping | 26.37.3 | Providing black nursery polybags filled with mixture of screened manure and good earth in the ratio 1:2 filled to full volume | Polyurethane bags size 25 cm dia x 30 cm height | Bag | 16
Horticulture and Land Scaping | 26.37.4 | Providing black nursery polybags filled with mixture of screened manure and good earth in the ratio 1:2 filled to full volume | Polyurethane bags size 35 cm dia x 35 cm height | Bag | 40
Horticulture and Land Scaping | 26.37.5 | Providing black nursery polybags filled with mixture of screened manure and good earth in the ratio 1:2 filled to full volume | Polyurethane bags size 45 cm dia x 45 cm height | Bag | 80
Horticulture and Land Scaping | 26.38.5 | Supply of well bumt cylindrical earthen pots and filling of the following size empty pots with mixture of good earth & manure in the ratio of 2:1 (Two part of Good earth & one part of manure)and placing them | Well finished earthen tray pots 23 cm dia x 23 cm deep size | Each | 108
Horticulture and Land Scaping | 26.38.6 | Supply of well bumt cylindrical earthen pots and filling of the following size empty pots with mixture of good earth & manure in the ratio of 2:1 (Two part of Good earth & one part of manure)and placing them | Well finished earthen tray pots 30 cm dia x 23 cm deep size | Each | 205
Horticulture and Land Scaping | 26.52 | Preparation of mounds of various size and shapes including supply of good earth, in layers not exceeding 20 cm in depth, breaking of clods, watering each layer, dressing etc, lead up to 50 m and lift up to 1.5 m complete as per directions (excluding cost of good earth and manure which will be supplied separately.) |  | Cum | 220
Horticulture and Land Scaping | 26.54.1 | Anti termite treatment of lawns, mature trees | Treatment of lawn area through lmidacloprid 30.5% SC including cost of insecticide, water and spraying machine | Sqm | 4
Horticulture and Land Scaping | 26.64.2 | Treatment around mature trees by digging holes 30 cm deep and 4 cm dia, 6 to 7 holes around tree using 1 % chemical emulsion of Chlorpyriphos 20% E.C using minimum 150 ml insecticide per plant. 26.55 Edging of paths/ beds with bricks/tiles laid dry, including required excavation, refilling, consolidating with hand and spreading neatly surplus earth within a lead of 50 meters 26.55.1 Bricks laid lengthwise with half brick depth |  | Each | 87
Horticulture and Land Scaping | 26.66.2 | Alternate bricks laid horizontally and vertically 26.55.3 Vertical bricks, half brick projecting above ground 26.55.4 Brick inclined at 60 deg to horizontal |  | Metre | 46
Horticulture and Land Scaping | 26.66.6 | Tiles laid lengthwise with half tile depth 26.55.6 Alternate tiles laid horizontally and vertically 26.56 Providing & fixing of Haridwar Pebbles( White river stone size of 2" to 2.50"dia in natural colour at site of work including loading, unloading, carriage and all taxes paid etc. as per direction of office in charge. 26.57 Clearing herbaceous wild growth 26.57.1 Clearing by manual labour, collection and disposal of undesirable material including digging roots with Kassi and khurpa |  | Metre | 36
Horticulture and Land Scaping | 26.69.2 | Wooden planter for 1 O inch pot, outer size 330mm x 330mm x 320mm, made of 30 mm x 20 mm horizontal wooden slats and 30 mm x 30 mm vertical slats fixed with nails, finished with spirit polish and varnish as per specifications complete. 26.59.3 Wooden planter for 12 inch pot, outer size 400mm x 400mm x 360mm, made of 40 mm x 20 mm horizontal wooden slats and 30 mm x 30 mm vertical slats fixed with nails, finished with spirit polish and varnish as per specifications complete. 26.59.4 Wooden planter for 18 inch pot, outer size 600mm x 600mm x 600mm, made of 55 mm x 20 mm horizontal wooden slats and 40 mm x 40 mm vertical slats fixed with nails, finished with spirit polish and varnish as per specifications complete. 26.60 Half brick circular tree guard in 1st class bricks internal dia 1.25 metre and height 1.2 metre above ground and 0.20 metre below ground, bottom two courses laid dry and top three courses in cement mortar (1:6) i.e. 1 cement and 6 sand and the intermediate course. 26.61 Providing and fixing bamboo tree guard with 4 No. legs of bamboo sticks of 25mm dia and 1.5 metre length. Rings of bamboos duly attached to the legs with nuts bolts and washers. Legs up to 30cm dipped in bitumen. 26.62 PCC tree-guard with appropriate reinforcement with MS bars of 8mm, 6mm and 4mm, having four panels of equal size and specification, consisting of overall height of 1800 mm and overall width of 620 mm including all carriage. All materials required to be as per BIS specifications. 26.63 Providing and fixing steel tree guard 26.63.1 MS circular tree guard 60 cm dia and 1.8 metres. height above ground level formed of 4 Nos. of angle irons of 25 x o 25 x 3 mm 2.1 m long, 4 Nos. 25mm x 3mm, 1.5 m long vertical MS flat welded to 3 no. 25 mm x 6mm M.S flat iron rings in two halves bolted together with 8mm dia & 30 mm long bolts and fixing 250 mm X 100 mm iron plate, fixed in ground with 1:2:4 cement concrete, complete in all respects. Minimum weight should be 20.85 kg before primer and paint. 26.63.2 MS circular tree guard with wire mesh, having 4 No. legs of angle iron size 25x25x3mm, 1.80 metre. height, 3 No rings of M.S Flats of 25 x 6 mm, 60cm dia and fixing of wire mesh size 50x75mm. Tree guard in two halves bolted together with 8mm dia & 30 mm long bolts, and fixing 250 mm X 100 mm iron plate, fixed in ground with 1:2:4 cement concrete, complete in all respects. Minimum weight should be 23 kgs 26.63.3 M.S. Bar circular iron tree guard 60 cm dia, 1.8 m total height, formed of 3 Nos. of MS Round Bars 12 mm dia. 1.9 m long, wire mesh 50 x 75 mm welded to 3 no. 8 mm M.S. Bars rings, fixed in ground with 1: 2:4 cement concrete, complete in all respects. Minimum weight 14.32 kg 26.63.4 M.S. Flat iron tree guard 45 cm square and 1.8 metres. height above ground level formed of 4 Nos. of angle irons of 25 x 25 x 3 mm 2.1 m long, 5 Nos. 25mm x 3mm horizontal MS flats welded to verticals on each side. Tree guard in two halves bolted together with 8mm dia & 30 mm long bolts, fixed in ground with 1:2:4 cement concrete, complete in all respects. Minimum weight 15.67 kg 26.63.5 M.S. Flat iron tree guard 45 cm square and 1.8 metres. height above ground level formed of 4 Nos. of angle irons of 25 x 25 x 3 mm 2.1 m long, 5 Nos. 25mm x 3mm horizontal MS flats welded to verticals on each side, wire mesh 50 x 75 mm welded to angles and flats. Tree guard in two halves bolted together with 8mm dia & 30 mm long bolts, fixed in ground with 1:2:4 cement concrete, complete in all respects. minimum weight 17.54 kg 26.63.6 M.S. Flat iron tree guard 45 cm square and 0.8 metres. height above ground level formed of 4 Nos. of angle irons of 25 x 25 x 3 mm 1.1 m long, 2 Nos. 25mm x 3mm horizontal MS flats welded to verticals on each side. Tree guard in two halves bolted together with 8mm dia & 30 mm long bolts, fixed in ground with 1:2:4 cement concrete, complete in all respects. Minimum weight 7.63 kg 26.64 Removing, repairing and refixing steel tree guard with 1:2:4 cement concrete, neatly welded surface, painting two coats with 1st quality synthetic enamel paint, writing on plate complete to the satisfaction of officer in-charge. 26.64.1 MS circular tree guard 60 cm dia and 1.8 metres. height in two halves bolted together Weight 20.85 kg 26.64.2 MS circular tree guard with wire mesh, 1.80 metre. height, in two halves bolted together, weight 22.84 kg 26.64.3 M.S. Bar circular iron tree guard 60 cm dia, 1.8 m total height, with wire mesh, welded. Wt 14.32 kg 26.64.4 M.S. Flat iron tree guard 45 cm square and 1.8 metres. Height, in two halves bolted together, weight. 15.67 kg 26.64.5 M.S. Flat iron tree guard 45 cm square and 1.8 metres. Height with wire mesh wire mesh, in two halves bolted together. Wt 15.54 kg 26.65 Providing and fixing bamboo Jeffery/ fencing consisting of superior quality 25 mm dia (Average) half cut bamboo placed vertically and fixed together with three numbers horizontal running members of Sal wood in scantling of section 50mm x 25mm, fixed with nails and 4 mm gauge G.I. wire on existing support complete as per directions of Engineer-in-charge. 26.66 Providing and fixing of garden fencing of green hexagonal net. 26.66.1 Fixing of fencing with MS angles 25 x 25 x 3 mm, 1.5 m above ground fixed 30 cm under ground at 3m centre to centre with cement concrete 1: 2:4. Net to be fixed with nut bolts with washer at three places and one 4 mm GI wire running through the net at top and bottom for stability and strength. 26.66.2 Fixing of fencing with MS angles 25 x 25 x 3 mm frame, vertical members 1.5 m above ground fixed 30 cm in ground at 2m centre to centre with cement concrete 1:2:4. Net to be fixed with nut bolts and washers 26.67 Providing and fixing vertical garden panels on aluminium tube (50 x25 x 1.5 mm) frame, or 1 B.85 kg per sqm weight MS angle and MS pipe frame fixed on wall, with growing media of coco peat, perlite and vermiculite 2:1:1, amended with fertilizers and plants as specified by the engineer in charge including drip irrigation of Netafem, Harvel, Hunter, Rain bird, Jain irrigation systems minimum BIS Standard material, planter used should be virgin plastic,, plants supplied should in coco peat and vermiculite medium and every plants should be of permanent decorative quality height of plants should be 30cm to 45 cm.complete. 26.67.1 Indoor vertical garden 26.67.2 Outdoor vertical garden 26.68 Maintenance of vertical garden for one year, complete with replacement of plants, panels, drip equipment etc., replenishing decomposed media, watering and fertilization to the entire satisfaction of officer in-charge 26.68.1 Indoor vertical garden 26.68.2 Outdoor vertical garden 26.69 Supply and installation of inline drip irrigation 26.69.1 LOPE Emitting Pipe 16 mm; Class 2 (0.6 m x 1 to 4 Lph), Anti-rodent, complete with all accessories as per BIS standard specifications 26.69.2 LOPE Emitting Pipe 16 mm; Class 2 (0.5 m x 1 to 4 Lph), Anti-rodent, complete with all accessories as per BIS standard specifications |  | Each | 1775
Horticulture and Land Scaping | 26.69.3 | LOPE Emitting Pipe 16 mm; Class 2 (0.4 m x 1 to 4 Lph), Anti-rodent, complete with all accessories as per BIS standard specifications |  | Metre | 51
Horticulture and Land Scaping | 26.69.4 | LOPE Emitting Pipe 16 mm; Class 2 (0.3 m x 1 to 4 Lph), Anti-rodent, complete with all accessories as per BIS standard specifications |  | Metre | 51
Horticulture and Land Scaping | 26.69.5 | LOPE Emitting Pipe 16 mm; Class 2 (0.6 m x 1 to 4 Lph), complete with all accessories as per BIS standard specifications |  | Metre | 51
Horticulture and Land Scaping | 26.69.6 | LOPE Emitting Pipe 16 mm; Class 2 (0.5 m x 1 to 4 Lph), complete with all accessories as per BIS standard specifications |  | Metre | 51
Horticulture and Land Scaping | 26.69.7 | LOPE Emitting Pipe 16 mm; Class 2 (0.4 m x 1 to 4 Lph), complete with all accessories as per BIS standard specifications |  | Metre | 51
Horticulture and Land Scaping | 26.69.8 | LOPE Emitting Pipe 16 mm; Class 2 (0.3 m x 1 to 4 Lph), complete with all accessories as per BIS standard specifications |  | Metre | 51
Horticulture and Land Scaping | 26.69.9 | LOPE Emitting Pipe 16 mm; Class 2 (0.6 m x 1 to 4 Lph), pressure compensating, complete with all accessories as per BIS standard specifications |  | Metre | 51
Horticulture and Land Scaping | 26.69.10 | LOPE Emitting Pipe 16 mm; Class 2 (0.5 m x 1 to 4 Lph), pressure compensating, complete with all accessories as per BIS standard specifications |  | Metre | 51
Horticulture and Land Scaping | 26.69.11 | LOPE Emitting Pipe 16 mm; Class 2 (0.4 m x 1 to 4 Lph), pressure compensating, complete with all accessories as per BIS standard specifications |  | Metre | 51
Horticulture and Land Scaping | 26.69.12 | LOPE Emitting Pipe 16 mm; Class 2 (0.3 m x 1 to 4 Lph), pressure compensating, complete with all accessories as per BIS standard specifications |  | Metre | 51
Horticulture and Land Scaping | 26.69.13 | LOPE Emitting Pipe 16 mm; Class 2 (0.6 m x 1 to 4 Lph), pressure compensating, Anti siphoning, complete with all accessories as per BIS standard specifications |  | Metre | 51
Horticulture and Land Scaping | 26.69.14 | LOPE Emitting Pipe 16 mm; Class 2 (0.5 m x 1 to 4 Lph), pressure compensating, Anti siphoning, complete with all accessories as per BIS standard specifications |  | Metre | 54
Horticulture and Land Scaping | 26.69.15 | LOPE Emitting Pipe 16 mm; Class 2 (0.4 m x 1 to 4 Lph), pressure compensating, Anti siphoning, complete with all accessories as per BIS standard specifications |  | Metre | 47
Horticulture and Land Scaping | 26.69.16 | LOPE Emitting Pipe 16 mm; Class 2 (0.3 m x 1 to 4 Lph), pressure compensating, Anti siphoning, complete with all accessories as per BIS standard specifications |  | Metre | 50
Horticulture and Land Scaping | 26.70.1 | Supply and installation of drip irrigation lines with external emitters/ mi cro-spri nklers/bubblers | LOPE lateral Pipe 16 mm; Class 2 2.5 kg/cm2, complete with all accessories as per BIS standard specifications | Metre | 47
Horticulture and Land Scaping | 26.70.2 | Supply and installation of drip irrigation lines with external emitters/ mi cro-spri nklers/bubblers | Installation of pressure compensating drip emitters complete with all accessories as per BIS standard specifications | Metre | 34
Horticulture and Land Scaping | 26.70.3 | Supply and installation of drip irrigation lines with external emitters/ mi cro-spri nklers/bubblers | Installation of pressure compensating non-leakage drip emitters complete with all accessories as per BIS standard specifications | Metre | 34
Horticulture and Land Scaping | 26.70.4 | Supply and installation of drip irrigation lines with external emitters/ mi cro-spri nklers/bubblers | Installation of Non pressure compensating drip emitters complete with all accessories as per BIS standard specifications | Metre | 27
Horticulture and Land Scaping | 26.70.5 | Supply and installation of drip irrigation lines with external emitters/ mi cro-spri nklers/bubblers | Micro sprinkler having 1.5-4 m throw radius with stake, vinyl tubing and all other accessories as per BIS standard specifications | Metre | 167
Horticulture and Land Scaping | 26.70.6 | Supply and installation of drip irrigation lines with external emitters/ mi cro-spri nklers/bubblers | Installation of adjustable flow bubbler with all accessories complete as per BIS standard specifications | Metre | 511
Horticulture and Land Scaping | 26.71.1 | Supply and installation of pop up sprinklers | Pop up Impact Rotors 3/4" inlet and radius ranging from 7- 12 m with interchangeable nozzles with check valve and all accessories complete as per BIS standard specifications and setting flow rate as directed | Metre | 2012
Horticulture and Land Scaping | 26.71.2 | Supply and installation of pop up sprinklers | Pop up geared rotors 3/4" inlet and radius ranging from 7- 12 m with interchangeable nozzles with check valve and all accessories complete as per BIS standard specifications and setting flow rate as directed | Metre | 2012
Horticulture and Land Scaping | 26.71.3 | Supply and installation of pop up sprinklers | Pop up Spray heads 1/2" inlet and radius ranging from 3- 5 m with interchangeable nozzles and all accessories complete as per BIS standards and setting flow rate as directed with pop up having moulded wiper seal moulded into cap | Metre | 941
Horticulture and Land Scaping | 26.72.1 | Supply and installation of Rain Gun | Rain Gun of Aluminium with brass inlet size 32mm internal diametre with throw radius of 14-22 m, with interchangeable nozzles and arc adjustment and all accessories complete as per BIS standards | Each | 10917
Horticulture and Land Scaping | 26.72.2 | Supply and installation of Rain Gun | Rain Gun of Aluminium with brass inlet size 32mm internal diametre with throw radius of 20-35 m, with interchangeable nozzles and arc adjustment and all accessories complete as per BIS standards | Each | 28017
Horticulture and Land Scaping | 26.72.3 | Supply and installation of Rain Gun | Portable system Rain Gun of Aluminium with brass inlet size 32mm internal diametre with throw radius of 14-22 m, interchangeable nozzles, arc adjustment, with 1.5 m height GI tripod stand and all accessories complete as per BIS standards | Each | 14643
Horticulture and Land Scaping | 26.73.1 | Supply and installation of filters/ pressure relief valve for drip/ sprinkler system | Sand/Media filter 25 cum/hr, with back wash and by pass assembly made in mild steel body as per B IS standard | Each | 45683
Horticulture and Land Scaping | 26.73.2 | Supply and installation of filters/ pressure relief valve for drip/ sprinkler system | Sand/Media filter 40 cum/hr, with back wash and bypass assembly made in mild steel body as per B IS standard | Each | 51039
Horticulture and Land Scaping | 26.73.3 | Supply and installation of filters/ pressure relief valve for drip/ sprinkler system | Sand/Media filter 50 cum/hr, with back wash and bypass made in mild steel body as per B IS standard | Each | 65654
Horticulture and Land Scaping | 26.73.4 | Supply and installation of filters/ pressure relief valve for drip/ sprinkler system | Disc filter 15 cum/hr, with flush valve size 38mm inlet with disc clean element strong precision engineered and radially grooved disc to provide three dimensional filter as per B IS standard | Each | 6965
Horticulture and Land Scaping | 26.73.5 | Supply and installation of filters/ pressure relief valve for drip/ sprinkler system | Disc filter 25 cum/hr, with flush valve size 38mm inlet with disc clean element strong precision engineered and radially grooved disc to provide three dimensional filter as per B IS standard | Each | 12015
Horticulture and Land Scaping | 26.73.6 | Supply and installation of filters/ pressure relief valve for drip/ sprinkler system | Disc filter 50 cum/hr, with flush valve size 38mm inlet with disc clean element strong precision engineered and radially grooved disc to provide three dimensional filter as per B IS standard | Each | 15535
Horticulture and Land Scaping | 26.73.7 | Supply and installation of filters/ pressure relief valve for drip/ sprinkler system | Hydro cyclone/ Sand separator 10-16 cum/hr, with flush valve, SS clamp, BSP thread cone, O'ring, with SS lock pin and collector tank as per B IS standard | Each | 11250
Horticulture and Land Scaping | 26.73.8 | Supply and installation of filters/ pressure relief valve for drip/ sprinkler system | Hydro cyclone/ Sand separator 12-30 cum/hr, with flush valve, SS clamp, BSP thread cone, O'ring, with SS lock pin and collector tank as per B IS standard | Each | 12714
Horticulture and Land Scaping | 26.73.9 | Supply and installation of filters/ pressure relief valve for drip/ sprinkler system | Hydro cyclone/ Sand separator 20-40 cum/hr, with flush valve, SS clamp, BSP thread cone, O'ring, with SS lock pin and collector tank as per B IS standard | Each | 14311
Horticulture and Land Scaping | 26.73.10 | Supply and installation of filters/ pressure relief valve for drip/ sprinkler system | Supply and installation of 50mm i/d hydraulic pressure relief valve of polemeride with accessories for pressure regulation of irrigation system as per B IS standard | Each | 16041
Horticulture and Land Scaping | 26.74.1 | Supply and installation of artificial grass with tape, adhesive and all accessories, complete as per BIS standard | 40 mm artificial turf | Sqm | 831
Horticulture and Land Scaping | 26.74.2 | Supply and installation of artificial grass with tape, adhesive and all accessories, complete as per BIS standard | 35 mm artificial turf | Sqm | 651
Horticulture and Land Scaping | 26.74.3 | Supply and installation of artificial grass with tape, adhesive and all accessories, complete as per BIS standard | 25 mm artificial turf | Sqm | 611
Horticulture and Land Scaping | 26.74.4 | Supply and installation of artificial grass with tape, adhesive and all accessories, complete as per BIS standard | 20 mm artificial turf | Sqm | 518
Horticulture and Land Scaping | 26.74.5 | Supply and installation of artificial grass with tape, adhesive and all accessories, complete as per BIS standard | 10 mm artificial turf | Sqm | 398
Horticulture and Land Scaping | 26.75 | Installation of green roof structural layers on already waterproofed roof deck as per BIS Standard material 26.75.1 Base layers for Extensive and semi intensive green roof consisting of 1 mm thick HDPE root barrier including 25% overlap, 25 mm layer of water borne stone aggregate (6 mm size) and 2 layers of geotextile (120 gsm and 200 gsm each) but excluding plant substrate 26.75.2 Base layers for Extensive and semi intensive green roof consisting of 1 mm thick HDPE root barrier including 25% overlap, 20 mm drain cell and 120 gsm geotextile but excluding plant substrate 26.75.3 Base layers for Intensive green roof consisting of 1 mm thick HDPE root barrier, 50 mm layer of water borne stone aggregate (6 mm size) and 2 layers of geotextile (120 gsm and 200 gsm EACH ) but excluding plant substrate. 26.75.4 Base layers for intensive green roof consisting of 1 mm thick root barrier, 30 mm drain cell and 200 gsm geotextile but excluding plant substrate 26.75.5 Supply and installation of light weight plant substrate as specified light weight expanded clay aggregates 2.8 mm crushed 0.3cum, coco peat 7.15kg, Biochar 60kg, vermicompost 80 kg including 30mm thick 2 no. drain cell of 2 sqm per cum 26.75.6 Supply and installation of medium weight plant substrate as specified. light weight expanded clay aggregates 2.8 mm crushed 0.08 cum, coco peat 7.15kg, Biochar a.scum, vermicompost 60 kg, good earth 0.5 cum per cum of substrate. 26.75.7 Supply and installation of amended soil for plant substrate as specified. coco peat 7.15kg, vermicompost 90 kg, good earth 0.80cum per cum of substrate 26.75.8 Supply and installation of non woven coir mat minimum 600 gsm without netting, latex bound as water absorption and storage layer for green roof |  | Sqm | 327
Horticulture and Land Scaping | 26.76 | Providing and fixing pair of Plastic dustbins 100 litre volume each, of two different colours, for dry and wet waste, made of virgin plastic to be mounted on MS rectangular hollow section 50 x 25 x 3 mm frames pivoted on 3 MS square hollow section verticals, 1 m above ground, one 35 cm RHS welded to each vertical member at base and grouted in 180 x 40 x 30 cm 1:2:4 cement concrete |  | Each | 11944
Horticulture and Land Scaping | 26.77 | Supply of well grinded in powder form De-oiled Neem cake in packed gunny bags |  | Quintal | 2555
Horticulture and Land Scaping | 26.78 | Supplying at site of work sludge duly stacked at site |  | Cum | 673
Horticulture and Land Scaping | 26.79.3 | Grassing with 'Doob' /selection grass including watering and maintenance of the lawn for 30 days or more till the grass forms a thick lawn free from weeds and fit for moving including supplying good earth if needed-and maintenance of the lawn for 30 days or more till the grass forms a thick lawn free from weeds and fit for moving including supplying good earth if needed | Filling mixture of earth and sludge or farm-yard manure in the desired proportion in trenches, flooding with water and levelling (cost of supply earth and sludge or farm-yard manure and mixing does not include in this rate) | Cum | 48
Horticulture and Land Scaping | 26.81 | Supply of Oasis floral foam brick (premium) Box (1 Box containing 20 bricks) at site of work including loading, unloading, carriage with taxes paid etc. And as per direction of officer in charge |  | Each | 798
Horticulture and Land Scaping | 26.83 | Providing and fixing of Tuflex Garden fencing Hexagonal net/ or equivalent of green colour having contents Weight grams /sqm 51 O(+/. 8%) in width of 60cm. With bamboo of 90 cm Length and 1 B-20 cm in girth. The bamboo should be painted with green colour, 1st quality and of approved brand and manufacture two or more coats and fixed 30cm below ground level and 60cm above ground level at a distance of 1.50 metres. The net and bamboo complete and as per direction of Engineer- In- charge. SUB-STRUCTURE |  | Metre | 165
Bridges (Substructure, Superstructure, Bearings & Expansion Joints) | 27.1 | Brick masonry work in 1:3 in sub-structure including scaffolding complete excluding pointing and plastering, as per drawing and MoRT&H Specifications 1300 and 2200 |  | Cum | 5467
Bridges (Substructure, Superstructure, Bearings & Expansion Joints) | 27.2 | Pointing with cement mortar (1:3) on brick work in substructure as per MoRT&H Specifications Scaffolding is already included in item 27.1 |  | Sqm | 69
Bridges (Substructure, Superstructure, Bearings & Expansion Joints) | 27.3 | Plastering (12 mm thick) with cement mortar (1:3 ) on brick work in sub-structure as per MoRT&H Specifications 1.Scaffolding is already included in item no. 27.1 2.The number of masons and Mazdoors already catered in the cement mortar have been taken into account while providing these categories in brick masonry, pointing and plastering |  | Sqm | 121
Bridges (Substructure, Superstructure, Bearings & Expansion Joints) | 27.4.1 | Stone masonry work in cement mortar 1:3 for substructure including scaffolding complete as per drawing and MoRT&H MORT&H Specifications 1400 and 2200 | Random Rubble Masonry ( coursed/uncoursed) | Cum | 4941
Bridges (Substructure, Superstructure, Bearings & Expansion Joints) | 27.4.2 | Stone masonry work in cement mortar 1:3 for substructure including scaffolding complete as per drawing and MoRT&H MORT&H Specifications 1400 and 2200 | Coursed rubble masonry (first sort) | Cum | 5291
Bridges (Substructure, Superstructure, Bearings & Expansion Joints) | 27.4.3 | Stone masonry work in cement mortar 1:3 for substructure including scaffolding complete as per drawing and MoRT&H MORT&H Specifications 1400 and 2200 | Ashlar masonry ( first sort ) Plain ashlar The labour already considered in the cement mortar have been taken into account while providing these categories in the stone masonry works. PlainlReinforced cement concrete in sub- structure complete as per drawing and MORT&H MoRT&H Specifications 1500,1700 and 2200 | Cum | 6604
Bridges (Substructure, Superstructure, Bearings & Expansion Joints) | 27.5 | PCC Grade M15 (with concrete Mixer) Height up to 5m |  | Cum | 4462
Bridges (Substructure, Superstructure, Bearings & Expansion Joints) | 27.6 | PCC Grade M20 (with concrete Mixer) Height up to 5m |  | Cum | 5068
Bridges (Substructure, Superstructure, Bearings & Expansion Joints) | 27.7.1 | Height up to 5m 27. 7. 1.1 Using concrete Mixer |  | Cum | 5456
Bridges (Substructure, Superstructure, Bearings & Expansion Joints) | 27.7.2 | Height 5m to 10m 27. 7.2.1 Using concrete Mixer 27.7. 2.2 With Batching Plant, Transit Mixer and Concrete Pump |  | Cum | 5555
Bridges (Substructure, Superstructure, Bearings & Expansion Joints) | 27.7.3 | Height above 1O m 27. 7.3.1 Using concrete Mixer |  | Cum | 5903
Bridges (Substructure, Superstructure, Bearings & Expansion Joints) | 27.13 | Supplying, fitting and placing HYSD bar reinforcement in sub-structure complete as per drawing and MoRT&H Specifications |  | Tonne | 68876
Bridges (Substructure, Superstructure, Bearings & Expansion Joints) | 27.14 | Supplying, fitting and placing Mild steel reinforcement complete in sub-structure as per drawing and MoRT&H Specification |  | Tonne | 67302
Bridges (Substructure, Superstructure, Bearings & Expansion Joints) | 27.15 | Providing weep holes in Brick masonry/Plain/ Reinforced concrete abutment, wing wall/ retum wall with 100 mm dia AC pipe, extending through the full width of the structure with slope of 1V:20H towards drawing force. Complete as per drawing and MoRT&H Specifications |  | Nos | 258
Bridges (Substructure, Superstructure, Bearings & Expansion Joints) | 27.16.1 | Back tilling behind abutment, wing wall and return wall complete as per drawing and MoRT&H Specification | Granular material | Cum | 1411
Bridges (Substructure, Superstructure, Bearings & Expansion Joints) | 27.25 | RCC Grade M20, Using Concrete Mixer |  | Cum | 4590
Bridges (Substructure, Superstructure, Bearings & Expansion Joints) | 27.25.1.1 | For solid slab super-structure, Add 20-30 per cent of labour, material and machinery cost for Formwork | Height up to 5m | Cum | 5508
Bridges (Substructure, Superstructure, Bearings & Expansion Joints) | 27.25.1.2 | For solid slab super-structure, Add 20-30 per cent of labour, material and machinery cost for Formwork | Height 5m to 10m | Cum | 5738
Bridges (Substructure, Superstructure, Bearings & Expansion Joints) | 27.25.1.3 | For solid slab super-structure, Add 20-30 per cent of labour, material and machinery cost for Formwork | Height above 1 Om | Cum | 5967
Bridges (Substructure, Superstructure, Bearings & Expansion Joints) | 27.26 | RCC M-20, Using Batching Plant, Transit Mixer and Concrete Pump |  | Cum | 3949
Bridges (Substructure, Superstructure, Bearings & Expansion Joints) | 27.26.1.2 | For solid slab super-etructure, 20-30 per cent of labour, material and machinery cost | Height 5m to 1O m | Cum | 4936
Bridges (Substructure, Superstructure, Bearings & Expansion Joints) | 27.27 | RCC Grade M25 Using Concrete Mixer For formwork and staging add the following |  | Cum | 4960
Bridges (Substructure, Superstructure, Bearings & Expansion Joints) | 27.27.1.3 | For solid slab super-structure, 20-30 per cent of labour, material and machinery cost | Height above 1 Om | Cum | 6448
Bridges (Substructure, Superstructure, Bearings & Expansion Joints) | 27.28 | Using Batching Plant, Transit Mixer and Concrete Pump For formwork and staging add the following |  | Cum | 4324
Bridges (Substructure, Superstructure, Bearings & Expansion Joints) | 27.28.1.3 | For solid slab super-structure, 20-30 per cent of labour, material and machinery cost | Height above 10m | Cum | 5621
Bridges (Substructure, Superstructure, Bearings & Expansion Joints) | 27.29 | RCC Grade M 30 Using Concrete Mixer |  | Cum | 5040
Bridges (Substructure, Superstructure, Bearings & Expansion Joints) | 27.29.1.1 | For solid slab supar-etructure, 20-30 par cant of labour, material and machinery cost | Height up to 5m | Cum | 6048
Bridges (Substructure, Superstructure, Bearings & Expansion Joints) | 27.29.1.2 | For solid slab supar-etructure, 20-30 par cant of labour, material and machinery cost | Height 5m to 10m | Cum | 6299
Bridges (Substructure, Superstructure, Bearings & Expansion Joints) | 27.29.1.3 | For solid slab supar-etructure, 20-30 par cant of labour, material and machinery cost | Height above 1 Om | Cum | 6551
Bridges (Substructure, Superstructure, Bearings & Expansion Joints) | 27.29.2.2 | For T-beam & slab, 25-35 per cent of labour, material and machinery cost | Height 5m to 1 Om | Cum | 6551
Bridges (Substructure, Superstructure, Bearings & Expansion Joints) | 27.30 | Using Batching Plant, Transit Mixer and Concrete Pump. For formwork and staging add the following |  | Cum | 4376
Bridges (Substructure, Superstructure, Bearings & Expansion Joints) | 27.30.1.2 | For solid slab super-etructure, 20-30 per cent of labour, material and machinery cost | Height 5m to 10m | Cum | 5470
Water Proofing and Heat Insulation of Buildings | 28.1.1 | Providing and laying four courses water proofing treatment with bitumen felt over roofs consisting of first and third courses of blown bitumen 85/25 or 90/15 conforming to IS: 702 applied hot @ 1.45 Kg per square metre of area for each course, second course of roofing felt type 3 grade-I (hessian based self finished bitumen felt) and fourth and final course of stone grit 6 mm and down size or pea sized gravel spread at6 cubic decimetre per square metre, including preparation of surface but excluding grading complete with | Bitumen felt (hessian base) type 3 grade I conforming to IS: 1322 | Sqm | 300
Water Proofing and Heat Insulation of Buildings | 28.2 | Providing and laying six courses water proofing treatment with bitumen felt over roofs consisting of first, third and fifth course of blown bitumen 85/25 or 90/15 conforming to IS: 702 applied hot @ 1 4. 5, 1.20 and 1.45 Kg per square metre of area respectively, second and fourth courses of roofing felt type 3 grade I conforming to IS: 1322 (Hessian based self finished bitumen felt), sixth and final course of stone grit 6 mm and down size or pea sized gravel spread at 6 cubic decimetre per sqm including preparation of surface but excluding grading, complete |  | Sqm | 483
Water Proofing and Heat Insulation of Buildings | 28.3 | Providing and laying six courses water proofing treatment with bitumen felt over roofs consisting of first, third and fifth courses of blown or/ and residual bitumen applied hot at 1.45, 1.20 and 1.70 kg per square metre of area respectively, second and fourth courses of roofing felt type 2 grade I (fibre base self finished bitumen felt) six and final courses of stone grit 6 mm and down size or pea sized gravel spread at6 cubic decimetre per sqm including preparation of surface, excluding grading, complete |  | Sqm | 527
Water Proofing and Heat Insulation of Buildings | 28.4 | Providing and laying six courses water proofing treatment with bitumen felt over roofs consisting of first, third and fifth courses of blown or/ and residual bitumen applied hot at 1.45, 1.20 and 1.70 kg per square metre of area respectively, second and fourth courses of roofing felt type 2 grade II (glass fibre base self finished bitumen felt) and sixth and final course of stone grit6 mm and down size or pea sized gravel spread at 6 cubic decimetre per sqm including preparation of surface but excluding grading, complete |  | Sqm | 527
Water Proofing and Heat Insulation of Buildings | 28.6 | Providing and applying waterproofmg treatment to sound, moisture free concrete surface using liquid applied single component pitch free polyurethane coating capable of bridging substrate cracks up to 2 mm. It shall be applied in two coats at coverage rate of 2kg/sqm to a achieve a minimum DFT of 1.3 mm. The membrane formed shall confirm to following minimum properties: 1) Elongation: >400% as per ASTM D 412 2) Tensile Strength: 2.5 N/mm2 as per ASTM D 412 3) Adhesion in-peel test: >50 N as per ASTM C- 836 4) Recovery from 350% elongation: 95% as per ASTM D 412 5) Water Vapour Transmission 2.3mm film: 0.6 g/m2/hr 6) Initial Hardness Shore A: min 60 as per ASTM D 2240 7) Root resistant: protection screed required System indudes supply, application and termination of coating all complete as per the manufacturer's methodology. Clean the RCC slab/screed surface & wall for treatment by removing dust, dirt and layers of concrete over the surface. etc. by mechanical tools and wire brushing. Pressure grouting at construction joints or honeycombs with non shrink cementations grout by mixing shrinkage compensating admixture per bag of cement as per manufacturer's recommendations. Prepare a side gola of 50X50 mm at the junction using polymer modified mortar. Providing and applying liquid applied single component pitch free polyurethane coating in 2 coats at coverage rate of 2kg/sqm to a achieve a minimum DFT of 1.3 mm. (Fibre clothffleece/reinforcement should not be used in between two coats of PU as it has adverse effect on elongation property and also affects bonding with slab). Termination shall be done 300 mm above FFI by providing a groove cut of 30mm x 30mm & seal it with shrinkage compensated polymer modified mortar. Lay a 150 GSM geotextile layer to protect the coating from external damage on final coating before laying of screed concrete/final finish. It shall be applied as per manufactures specification. Rates are ind of surface preparation, grouting and chemical application only. (Rates for geotextile, protection plaster and final finishes such as screed or Brick bat filling for slope, china mosaic, tiles etc is not included in above item. It will be added as per EiC requirements). WATERPROOFING TREATMENT TO TERRACE AREA USING TWO COMPONENT 100% SOLIDS HYBRID POLYU REA COATING |  | Sqm | 777
Water Proofing and Heat Insulation of Buildings | 28.7 | Providing and applying waterproofing treatment using two component 100% solid content, hybrid polyurea/polyurethane, rapid curing and highly resHient fully bonded cured to membrane having a mixed density of 1.02g/l. Minimum recommended coverage rate is 1.5Hr/sqm in 2 coats to achieve a total DFT of 1.5mm. cured membrane shall exhibit: 1) Tensile strength ASTM D412: >13 MPa 2)Tear Resistance ASTM D624C: 50 N/mm2 3) Shore A Hardness: BO 4)Elongation ASTM D412: >450% 5 ( 1kg, CS 1Dwheels,ASTM D 4060): 1.3 mg/1000 cycles 6) Service temperature: -20"C to +BO"C 7) Resistant to Fire (EN13501-1)-Class E,dO Manufacturers shall provide Certificate for Zero voe, resistance to fire, 25 years life expectancy test certificate before the start of work. System indudes supply, application and termination of coating all complete as per the manufacturer methodology. Clean the RCC slab/screed surface & wall for treatment by removing dust, dirt and layers of concrete over the surface. etc. by mechanical tools and wire brushing. Pressure grouting at construction joints or honeycombs with non shrink cementations grout by mixing shrinkage compensating admixture per bag of cement as per manufacturer's recommendations. Prepare a side gola of 50X50 mm at the junction using polymer modified mortar. Providing and applying two component 100% solid content, hybrid polyurea/polyurethane membrane at coverage rate of 1.51tr/sqm in 2 coats to achieve a total DFT of 1.5mm. It must be applied utilizing plural heated high-pressure spray proportioning machine/spray gun. Termination shall be done 300 mm above FFI by providing a groove cut of 30mm x 30mm & seal it with shrinkage compensated polymer modified mortar. Lay a 150 GSM geotextile layer to protect the coating from external damage on final coating before laying of screed concrete/final finish. It shall be applied as per manufactures specification. Rates are incl of surface preparation, grouting and chemical application only. (Rates for geotextile, protection plaster and final finishes such as screed or Brick bat filling for slope, china mosaic, tiles etc is not included in above item. It will be added as per EiC/clients requirements). WATERPROOFING TREATMENT TO RAFT BOTTOM WATERPROOFING TREATMENT TO RAFT BOTTOM USING HDPE MEMBRANE |  | Sqm | 1291
Water Proofing and Heat Insulation of Buildings | 28.8 | Supplying and applying waterproofing treatment for 'Raft Slab' by using 1.2 mm thick fully bonded HDPE sheet membrane complying to BS8102:2009/ IS 16471-2017. The HDPE shall be virgin HDPE & not recycled, thickness of bare HDPE shall not be less than 0.8 mm coated with pressure sensitive adhesive layer and a trafficable granular top layer. The HDPE membrane shall have the following typical properties: 1. Tensile Strength: >27 Mpa ( as per ASTM D412) 2. Puncture Resistance: >1000N±5% (as per ASTM E154) 3. Elongation: >500% 4. Peel adhesion to concrete: >1500N/m (as per ASTM D903 Modified) 5. Resistance to Hydrostatic Head: >70 metre (as per ASTM D751-06(2011) 6. UV exposure test (60 days): No change 7. Lap Joint Strength: 1500N/m (as per ASTM D1876) HDPE Membrane shall be installed over the entire PCC area with standard 75 mm selvedge laps and end laps overlaid with HDPE Sealed Tape as per manufacturer's instructions. The rates are inclusive of supply and installation of membrane as per manufacturer methodology. The rates are inclusive of surface preparation, injection grouting at honeycombed areas all complete as per manufacturer methodology. WATERPROOFING TREATMENT TO RAFT BOTTOM USING 4-Smm Thick HDPE MEMBRANE |  | Sqm | 735
Water Proofing and Heat Insulation of Buildings | 28.9 | Supplying and installing positive side waterproofing treatment for 'Raft Slab' using 4-5mm thick blended polyethylene / polypropylene membrane incorporating a cell mesh, enabling the membrane to mechanically bond with the poured concrete. The membrane shall be supplied with one self-adhesive selvedge to provide sealed laps and comply with British Standard 8102 2009. Membrane shall have 125 years of certificate of durability and Water tightness test. The membrane should have the following typical properties: 1. Resistance to static loading (EN 12730 method B): 15 Kg 2. Tensile Strength (EN 12311-2): L: >18MPa, T: >10MPa 3. Elongation at break (EN 12311-2): L: >800%, T: >600% 4. Elongation at peak load (EN 12311-2): L: >800%, T: >600% 5. Crack Bridging (ASTM C1305): up to 5mm (100 cycles) 6. Durability of water tightness against durability (EN 1296/ EN 1928): Pass 7. Resistance to impact (EN 12691 Method A): 1500mm 8. Puncture Resistance (ASTM E154-08): 672N 9. Resistance to tear (nail shank): EN 12310-1): 720N (Longitudinal) 10. Reaction to fire (EN ISO 11925-2): Pass 11. Joint Strength (EN 12317-2): �220N (Lap) & �150N (Butt) 12. Resistance to Alkali(EN 1847/EN 1928)-Pass Membrane shall be installed over the entire PCC area with standard 80 mm selvedge laps and end laps overlaid as per manufacturer's instructions. The rates are inclusive of supply and installation of membrane as per manufacturer methodology. The rates are inclusive of surface preparation, injection grouting at honeycombed areas all complete as per manufacturer methodology |  | Sqm | 1484
Water Proofing and Heat Insulation of Buildings | 28.10.1 | Providing and laying integral cement based treatment for water proofing on horizontal surface at all depth below ground level for under ground structures as directed by Engineer-in-Charge and consisting of: (i) 1st layer of 22 mm to 25 mm thick approved and specified rough stone slab over a 25 mm thick base of cement mortar 1:3 (1 cement: 3 coarse sand) mixed with water proofing compound conforming to IS:2645 in the recommended proportion over the levelling course (levelling course to be paid separately}. Joints sealed and grouted with cement slurry mixed with water proofing compound. (ii) 2nd layer of 25 mm thick cement mortar 1:3 (1 cement: 3 coarse sand) mixed with water proofing compound in recommended proportions. (iii) Finishing top with stone aggregate of 10 mm to 12 mm nominal size spreading @ 8 cudrn/sqm thoroughly embedded in the 2nd layer | Using rough kota stone. RETAINING WALL WATERPROOFING FROM EXTRERNAL SIDE WATERPROOFING TREATMENT TO RETAINING WALL AREA FROM EXTERNAL SIDE USING SELF-ADHESIVE POLYMER MODIFIED BITUMINOUS MEMBRANE | Sqm | 915
Water Proofing and Heat Insulation of Buildings | 28.11 | Supplying and installing 1.5 mm thick SBS membrane, self-adhesive polymer modified bitumen comprising of a cross laminated HDPE carrier film. Membrane shall come with a BBA certification giving a durability of membrane up to the life of the structure and shall have Tensile Strength: L: 215N/50mm T: 220N/50mm ( as per BS EN12311-1), Elongation: L: 324% and T: 238% (as per BS EN12311-1), Water Vapour Permeability: Impermeable to ISO 12572 (as per BS EN 1931), Resistance to Hydrostatic Head: Min 60m( as per ASTM D5385), Adhesion to primed concrete: 4.9mm (as per ASTM D1000). The surface shall be primed using Bituminous Primer and membrane shall be installed with an edge lap of 50 mm and end lap of 150 mm. Membrane Termination shall be done by providing a groove cut of 30mm x 30mm, put the membrane inside the groove, nailing of aluminium flashing at 200mm c/c & sealing with a suitable PU Sealant at the termination of waterproofing membrane at minimum of 300mm height on the vertical wall, as per the manufacturer's Specification. Membrane shall be protected using 8mm thick dimple board for protection as per manufacturer's recommendation followed by backfilling. The rates are inclusive of surface preparation, crack filling, injection grouting at honeycombed areas, coving, priming all complete as per manufacturer methodology but excluding for protection board. WATERPROOFING TREATMENT TO RETAINING WALL AREA FROM EXTERNAL SIDE USING LIQUID APPLIED SINGLE COMPONENT PITCH FREE POLYURETHANE COATING |  | Sqm | 722
Water Proofing and Heat Insulation of Buildings | 28.12 | Providing and applying waterproofing treatment to sound, moisture free concrete surface using liquid applied single component pitch free polyurethane coating capable of bridging substrate cracks up to 2 mm. It shall be applied in two coats at coverage rate of 2kg/sqm to a achieve a minimum DFT of 1.3 mm. The membrane funned shall confinn to following minimum properties: 1) Elongation: >400% as per ASTM D 412 2) Tensile Strength: 2.5 N/mm2 as per ASTM D 412 3) Adhesion in-peel test: >50 N as per ASTM C- 836 4) Recovery from 350% elongation: 95% as per ASTM D 412 5) Water Vapour Transmission 2.3mm film: 0.6 g/m2/hr 6) Initial Hardness Shore A: min 60 as per ASTM D 2240 7) Root resistant: protection screed required System includes supply, application and tennination of coating all complete as per the manufacturer methodology. Clean the RCC slab/screed surface & wall for treatment by removing dust, dirt and layers of concrete over the surface. etc. by mechanical tools and wire brushing. Pressure grouting at construction joints or honeycombs with non shrink cementations grout by mixing shrinkage compensating admixture per bag of cement as per manufacturer's recommendations. Providing and applying liquid applied single component pitch free polyurethane coating in 2 coats at coverage rate of 2kg/sqm to a achieve a minimum DFT of 1.3 mm. (Fibre cloth/fleece/reinforcement should not be used in between two coats of PU as it has adverse effect on elongation property and also affects bonding with slab). Tennination shall be done 300 mm above vertical wall by providing a groove cut of 30mm x 30mm & seal it with shrinkage compensated polymer modified mortar. Membrane shall be protected using 8mm thick dimple board for protection as per manufacturer's recommendation followed by backfilling. The rates are inclusive of surface preparation, crack filling, injection grouting at honeycombed areas, coving, priming all complete as per manufacturer methodology but excluding the cost of protection board |  | Sqm | 805
Water Proofing and Heat Insulation of Buildings | 28.13.1 | Providing and laying integral cement based treatment for water proofing on the vertical surface by fixing specified stone slab 22 mm to 25 mm thick with cement slurry mixed with water proofing compound conforming to IS:2645 in recommended proportions with a gap of 20 mm (minimum) between stone slabs and the receiving surfaces and filling the gaps with neat cement slurry mixed with water proofing compound and finishing the exterior of stone slab with cement mortar 1:3 (1 cement: 3 coarse sand) 20 mm thick with neat cement punning mixed with water proofing compound in recommended proportion complete at all levels and as directed by Engineer-in-charge | Using rough Kota stone | Sqm | 1083
Water Proofing and Heat Insulation of Buildings | 28.14 | Providing and laying water proofing treatment to vertical and horizontal surfaces of depressed portions of W.C., kitchen and the like consisting of: (i) 1st course of applying cement slurry @ 4.4 kg/sqm mixed with water proofing compound conforming to IS 2645 in recommended proportions including rounding off junction of vertical and horizontal surface. (ii) llnd course of 20 mm cement plaster 1:3 (1 cement: 3 coarse sand) mixed with water proofing compound in recommended proportion including rounding off junction of vertical and horizontal surface. (iii) lllrd course of applying blown or residual bitumen applied hot at 1.7 kg. per sqm of area. (iv) lvth course of 400 micron thick PVC sheet. (Overlaps at joints of PVC sheet should be 100 mm wide and pasted to each other with bitumen@ 1.7 kg/sqm) |  | Sqm | 420
Water Proofing and Heat Insulation of Buildings | 28.15 | Providing and laying water proofing treatment in sunken portion of WCs, bathroom etc., by applying cement sluny mixed with water proofing cement compound consisting of applying (a) First layer of slurry of cement @ 0.488 kg/sqm mixed with water proofing cement compound@ 0.253 kg/ sqm This layer will be allowed to air cure for 4 hours. (b) Second layer of sluny of cement @ 0.242 kg/sqm mixed with water proofing cement compound @ 0.126 kg/sqm This layer will be allowed to air cure for 4 hours followed with water curing for 48 hours. The rate includes preparation of surface, treatment and sealing of all joints, corners, junctions of pipes and masonry with polymer mixed slurry |  | Sqm | 261
Water Proofing and Heat Insulation of Buildings | 28.16 | Providing and laying water proofing treatment on roofs of slabs by applying cement slurry mixed with water proofing cement compound consisting of applying: (a) after surface preparation, first layer of slurry of cement @ 0.488 kg/sqm mixed with water proofing cement compound@ 0.253 kg/sqm (b) laying second layer of Fibre glass cloth when the first layer is still green. Overlaps of joints of fibre cloth should not be less than 1 O cm. (c) third layer of 1.5 mm thickness consisting of sluny of cement @ 1.289 kg/sqm mixed with water proofing cement compound @ 0.670 kg/sqm and coarse sand @ 1.289 kg/sqm This will be allowed to air cure for 4 hours followed by water curing for 48 hours. The entire treatment will be taken up to 30 cm on parapet wall and tucked into groove in parapet all around. (d) fourth and final layer of brick tiling with cement mortar (which will be paid for separately). For the purpose of measurement the entire treated surface will be measured |  | Sqm | 364
Water Proofing and Heat Insulation of Buildings | 28.18 | Providing and mixing integral crystalline admixture for water proofing treatment to RCC structures like basement raft, retaining walls, reservoir, sewage & water treatment plant, tunnels I subway and bridge deck etc. at the time of transporting of concrete into the drum of the ready-mix truck, using integral crystalline admixture @0.80% (minimum) to the weight of cement content per cubic meter of concrete) or higher as recommended by the manufacturer's specification in reinforced cement concrete at site of work. The material shall meet the requirements as specified in ACl-212-3R-2010 i.e. by reducing permeability of concrete by more than 90%, compared with control concrete as per DIN 1048 and resistant to 16 bar hydrostatic pressure. The crystalline admixture shall be capable of self-healing of cracks up to a width of 0.50mm. The work shall be carried out all complete as per specification and the direction of the Engineer-in-charge. The product performance shall carry guarantee for 1 O years against any leakage |  | KG | 361
Water Proofing and Heat Insulation of Buildings | 28.19 | Providing and applying integral crystalline (dry shake) of hydrophilic in nature for waterproofing treatment to the RCC structures like basement raft, foundation slab, sewage & water treatment plant slab, warehouses floor, parking structures and water tank base slab etc. sprinkled @0.60kg per sqm or higher as recommended by the manufacturer's specification over the lean concrete of above cited structures. The material shall meet the requirements as specified in ACl-212-3R-2010 i.e. by reducing permeability of concrete by more than 85%, compared control concrete as per DIN 1048 and resistant to 16 bar hydrostatic pressure on negative side. The crystalline dry-shake shall be capable of self-healing of cracks up to a width of 0.50mm. The work shall be carried out all complete as per specification and the direction of the Engineer-in-charge. The product performance shall carry guarantee for 10 years against any leakage |  | Sqm | 293
Water Proofing and Heat Insulation of Buildings | 28.20.1 | Providing and applying integral crystalline slurry of hydrophilic in nature for waterproofing treatment to the RCC structures like retaining walls of the basement, water tanks, roof slabs, podiums, reservoir, sewage & water treatment plant, tunnels / subway and bridge deck etc., prepared by mixing in the ratio of 5: 2 (5 parts integral crystalline slurry: 2 parts water) for vertical surfaces and 3: 1 (3 parts integral crystalline slurry: 1 part water) for horizontal surfaces and applying the same from negative (internal) side with the help of synthetic fibre brush. The material shall meet the requirements as specified in ACl-212-3R-2010 i.e. by reducing permeability of concrete by more than 90% compared with control concrete as per DIN 1048 and resistant to 16 bar hydrostatic pressure on negative side. The crystalline slurry shall be capable of self-healing of cracks up to a width of 0.50mm. The work shall be carried out all complete as per specification and the direction of the engineer-in-charge. The product performance shall carry guarantee for 10 years against any leakage | For vertical surface two coats @ 0.7 0 kg per sqm | Sqm | 446
Water Proofing and Heat Insulation of Buildings | 28.20.2 | Providing and applying integral crystalline slurry of hydrophilic in nature for waterproofing treatment to the RCC structures like retaining walls of the basement, water tanks, roof slabs, podiums, reservoir, sewage & water treatment plant, tunnels / subway and bridge deck etc., prepared by mixing in the ratio of 5: 2 (5 parts integral crystalline slurry: 2 parts water) for vertical surfaces and 3: 1 (3 parts integral crystalline slurry: 1 part water) for horizontal surfaces and applying the same from negative (internal) side with the help of synthetic fibre brush. The material shall meet the requirements as specified in ACl-212-3R-2010 i.e. by reducing permeability of concrete by more than 90% compared with control concrete as per DIN 1048 and resistant to 16 bar hydrostatic pressure on negative side. The crystalline slurry shall be capable of self-healing of cracks up to a width of 0.50mm. The work shall be carried out all complete as per specification and the direction of the engineer-in-charge. The product performance shall carry guarantee for 10 years against any leakage | For horizontal surface one coat @1.1O kg per sqm | Sqm | 348
Water Proofing and Heat Insulation of Buildings | 28.21 | Providing & Applying polymer modified, flexible cementitious negative side waterproofing coating with elastic waterproofing polymers on interior wall plaster surface in three coats@ 14.35 kg /10 sqm one coat of self priming of cementitious waterproofing polymer(dilution with water in the ratio of 1:1) and two coats of cementitious waterproofing polymer (dilution with water in the ratio of 3:1 ) after scrapping and properly cleaning the surface to remove pre­ existing paint film & loose particles till plaster is visible, complete in all respect as per the direction of Engineer-in-Charge |  | Sqm | 399
Water Proofing and Heat Insulation of Buildings | 28.22 | Providing & Applying high quality acrylic modified resin based texture of Dholpur/Red sand stone Pattern with anti algae and UV resistance properties to be applied as intermediate finish in desired pattern @ 43.04 kgs/10 sqm to form film of 1- 1.5 mm thickness after scrapping and properly cleaning the surface to remove loose particles from the plaster surface, followed by top coating with Premium Acrylic Smooth exterior paint with Silicone additives of required shade by two or more coats@ 1.43 litres/10 sqm, complete as the direction of Engineer -in-Charge |  | Sqm | 343
Water Proofing and Heat Insulation of Buildings | 28.23 | Providing and applying fibre reinforced elastomeric liquid water proofing membrane with resilient acrylic polymers having Sun Reflectivity Index (SRI) of 105 on top of concrete roof in three coats@ 10. 76 litre/ 10 sqm One coat of self-priming of elastomeric waterproofing liquid (dilution with water in the ratio of 3:1) and two coats of undiluted elastomeric waterproofing liquid (dry film thickness of complete application/system not less than 500 microns). The operation shall be carried out after scrapping and properly cleaning the surface to remove loose particles with wire brushes, complete in all respect as per the direction of Engineer-in-Charge |  | Sqm | 341
Water Proofing and Heat Insulation of Buildings | 28.24 | Supplying and applying bituminous solution primer on roof and I or wall surface at 0.24 litre per sqm |  | Sqm | 28
Water Proofing and Heat Insulation of Buildings | 28.25.1 | Grading roof for water proofing treatment with | Cement concrete 1:2:4 (1 cement: 2 coarse sand: 4 graded stone aggregate 20mm nominal size) | Cum | 4237
Water Proofing and Heat Insulation of Buildings | 28.25.2 | Grading roof for water proofing treatment with | Cement mortar 1:3 (1 cement: 3 coarse sand) | Cum | 6927
Water Proofing and Heat Insulation of Buildings | 28.25.3 | Grading roof for water proofing treatment with | Cement mortar 1:4 ( 1 cement: 4 coarse sand) | Cum | 5944
Water Proofing and Heat Insulation of Buildings | 28.26 | Supplying and filling cinder on roof (up to three storeys) including light ramming |  | Cum | 1385
Water Proofing and Heat Insulation of Buildings | 28.27 | Providing and laying cinder concrete in cement 1:15 (1 cement and 15 cinder) on terraced roofs & (up to three Storeys), laid to slope, including consolidating the same |  | Cum | 2272
Water Proofing and Heat Insulation of Buildings | 28.28.1 | Providing and Placing in position suitable PVC water stops conforming to IS:12200 for construction/ expansion joints between two RCC members and fixed to the reinforcement with binding wire before pouring concrete etc. complete | Serrated with central bulb (225 mm wide, 8-11 mm thick) | Metre | 265
Water Proofing and Heat Insulation of Buildings | 28.28.2 | Providing and Placing in position suitable PVC water stops conforming to IS:12200 for construction/ expansion joints between two RCC members and fixed to the reinforcement with binding wire before pouring concrete etc. complete | Dumb bell with central bulb (180 mm wide, 8 mm thick) | Metre | 213
Water Proofing and Heat Insulation of Buildings | 28.28.3 | Providing and Placing in position suitable PVC water stops conforming to IS:12200 for construction/ expansion joints between two RCC members and fixed to the reinforcement with binding wire before pouring concrete etc. complete | Kickers (320 mm wide, 5 mm thick) | Metre | 245
Water Proofing and Heat Insulation of Buildings | 28.29.1 | Providing and applying crystalline mortar by mixing in the ratio of 4.5: 1 (4.5 parts crystalline mortar: 1 part water) for the treatment of faulty construction joints, cracks, tie rod holes and spalled & honeycombed surface of RCC underground structures like basement, water tanks, bridge deck etc. to ensure water tightness. The crystalline mortar shall conform to the EN 1504-3 having compressive strength Class R4 �5 MPa and adhesive bond strength Class R3:!:1.5 MPa. The work shall be carried out all complete as per specification and the direction of the Engineer-In-Charge. The product performance shall carry guarantee for 1 O years against any leakage | For sealing cracks and faulty construction joints, routed out/making U-shape groove size 25x25mm and then primed the area with integral crystalline slurry @0.05kg/running metre and while the surface is tacky filled the groove up to surface with crystalline mortar @1.50kg/running metre. Once crystalline mortar is touch dry then finally applied two coats of integral crystalline slurry @0.05kg/running metre per coat | Metre | 481
Water Proofing and Heat Insulation of Buildings | 28.29.2 | Providing and applying crystalline mortar by mixing in the ratio of 4.5: 1 (4.5 parts crystalline mortar: 1 part water) for the treatment of faulty construction joints, cracks, tie rod holes and spalled & honeycombed surface of RCC underground structures like basement, water tanks, bridge deck etc. to ensure water tightness. The crystalline mortar shall conform to the EN 1504-3 having compressive strength Class R4 �5 MPa and adhesive bond strength Class R3:!:1.5 MPa. The work shall be carried out all complete as per specification and the direction of the Engineer-In-Charge. The product performance shall carry guarantee for 1 O years against any leakage | For patching of tie rod holes, prepared tie rod hole surface and then primed the area with integral crystalline slurry @0.070kg/sqm and while the surface is tacky repair and then filled the tie rod holes with crystalline mortar@0.040kg per hole. The crystalline mortar should be tightly rodded into tie rod holes or packed tightly (For 25x25x25 mm tie rod hole, use 0.040kg to fill the hole) | Each | 14
Water Proofing and Heat Insulation of Buildings | 28.30 | Providing and applying of swellable type water stop tape, 19mm x 25mm thick in linear meter (expansive nature) for construction joints treatment of RCC structure such as raft slab, retaining walls, water storage tank and at the junctions of raft slab with the retaining walls etc.. After cleaning the surface, one coat of required primer for swellable water stop tape shall be applied throughout the length of the joint @3. 78 litre per 240 running meter. Over the primed surface swellable type water stop tape shall be placed. The work shall be carried out all complete as per specification and the direction of the Engineer-In-Charge. The product performance shall carry guarantee for 10 years against any leakage |  | Metre | 516
Water Proofing and Heat Insulation of Buildings | 28.31 | Providing and laying in situ seven course water proofing treatment with APP (Atactic poly-propylene) modified Polymeric membrane over roof consisting of first coat of bitumen primer @ 0.40 litre per sqm, 2nd, 4th & 6th courses of bonding material @ 1.20 Kg/sqm, which shall consist of blown type bitumen of grade 85/25 conforming to IS: 702, 3rd and 5th layers of roofing membrane APP modified Polymeric membrane 1.5 mm thick of 2.25 Kg/sqm weight consisting of five layers prefabricated with centre core as 20 micron HMHDPE film sandwiched on both sides with polymeric mix and the polymeric mix is protected on both side with 20 micron HMHDPE film. 7th, the top most layer shall be finished with brick tiles of class designation 1 O grouted with cement mortar 1:3 (1 cement: 3 fine sand) mixed with 2% integral water proofing compound by weight of cement over a 12 mm layer of cement mortar 1:3 (1 cement: 3 fine sand) and finished neat (item of laying brick tiles shall be paid for separately) |  | Sqm | 476
Water Proofing and Heat Insulation of Buildings | 28.32 | Providing and laying in situ five course water proofing treatment with APP (Atactic Polypropylene) modified Polymeric membrane over roof consisting of first coat of bitumen primer @ 0.40 litre per sqm, 2nd & 4th courses of bonding material @ 1.20 kg/sqm, which shall consist of blown type bitumen of grade 85/25 conforming to IS: 702, 3rd layer of roofing membrane APP modified Polymeric membrane 2.0 mm thick of 3.00 Kg/ sqm weight consisting of five layers prefabricated with centre core as 1 00 micron HMHDPE film sandwiched on both sides with polymeric mix and the polymeric mix is protected on both side with 20 micron HMHDPE film. 5th, the top most layer shall be finished with brick tiles of class designation 10 grouted with cement mortar 1:3 (1 cement: 3 fine sand) mixed with 2% integral water proofing compound by weight of cement over a 12 mm layer of cement mortar 1:3 (1 cement: 3 fine sand) and finished neat (item of laying brick tiles shall be paid for separately) |  | Sqm | 322
Water Proofing and Heat Insulation of Buildings | 28.33 | Providing and laying in situ seven course water proofing treatment with APP (Atactic Polypropylene) modified Polymeric membrane over roof consisting of first coat of bitumen primer@ 0.40 litre per sqm, 2nd, 4th & 6th courses of bonding material@ 1.20 kg/sqm, which shall consist of blown type bitumen of grade 85/25 conforming to IS: 702, 3rd and 5th layers of roofing membrane APP modified Polymeric membrane 2.0 mm thick of 3.00 Kg/sqm weight consisting of five layers prefabricated with centre core as 1 00 micron HMHDPE film sandwiched on both sides with polymeric mix and the polymeric mix is protected on both side with 20 micron HMHDPE film. 7th, the top most layer shall be finished with brick tiles of class designation 1O grouted with cement mortar 1:3 (1 cement: 3 fine sand) mixed with 2% integral water proofing compound by weight of cement over a 12 mm layer of cement mortar 1:3 ( 1 cement: 3 fine sand) and finished neat (item of laying brick tiles shall be paid for separately) |  | Sqm | 533
Water Proofing and Heat Insulation of Buildings | 28.34.1 | Providing and fixing APP (Atactic Polypropylene Polymer) modified prefabricated five layer 2 mm thick water proofing membrane, black finished reinforced with glass fibre matt consisting of a coat of bitumen primer for bitumen membrane @ 0.40 litre/sqm by the same membrane manufacture of 25°C, density at 0.87 - 0.89 kg/ litre and viscosity 70 - 160 cps. Over the primer coat the layer of membrane shall be laid using Butane torch and sealing all joints etc., and preparing the surface complete. The vital physical and chemical parameters of the membrane shall be as under: Joint strength in longitudinal and transverse direction at 23°C as 350/300 N/ 5 cm. Tear strength in longitudinal and transverse direction as 60/80N. Softening point of membrane not less than 150°C. Cold flexibility shall be up to -2°C when tested in accordance with ASTM, D - 5147. The laying of membrane shall be got done through the authorised applicator of the manufacture of membrane | 2mm (for corrugated roof sheets) | Sqm | 312
Water Proofing and Heat Insulation of Buildings | 28.35.1 | Providing and laying APP (Atactic Polypropylene Polymer) modified prefabricated five layer, 3 mm thick water proofing membrane, black finished reinforced with glass fibre matt consisting of a coat of bitumen primer for bitumen membrane @ 0.40 litre/sqm by the same membrane manufactured 25°C, of density at 0.87 - 0.89 kg/litre and viscosity 70 - 160 cps. Over the primer coat the layer of membrane shall be laid using butane torch and sealing all joints etc., and preparing the surface complete. The vital physical and chemical parameters of the membrane shall be as under: Joint strength in longitudinal and transverse direction at 23°C as 350/300 N/5 cm. Tear strength in longitudinal and transverse direction as 60/80N. Softening point of membrane not less than 150°C. Cold flexibility shall be up to -2°c when tested in accordance with ASTM, D - 5147. The laying of membrane shall be got done through the authorised applicator of the manufacturer of membrane | 3 mm thick | Sqm | 403
Water Proofing and Heat Insulation of Buildings | 28.36.1 | Providing and laying APP (Atactic Polypropylene Polymer) modified prefabricated five layer 3 mm thick water proofing membrane, black finished reinforced with non-woven polyester matt consisting of a coat of bitumen primer for bitumen membrane @ 0.40 litre/sqm by the same membrane manufacture of density at 25°C, 0.87-0.89 kg/ litre and viscosity 70-160 cps. Over the primer coat the layer of membrane shall be laid using Butane Torch and sealing all joints etc, and preparing the surface complete. The vital physical and chemical parameters of the membrane shall be as under: Joint strength in longitudinal and transverse direction at 23°C as 650/ 450N/ 5cm. Tear strength in longitudinal and transverse direction as 300/250N. Softening point of membrane not less than 150°C. Cold flexibility shall be up to -2°C when tested in accordance with ASTM, D - 5147. The laying of membrane shall be got done through the authorised applicator of the manufacturer of membrane | 3 mm thick | Sqm | 424
Water Proofing and Heat Insulation of Buildings | 28.37 | Extra for covering top of membrane with Geotextile, 120 gsm non woven, 100% polyester of thickness 1 to 1.25 mm bonded to the membrane with intermittent touch by heating the membrane by Butane Torch as per manufactures recommendation |  | Sqm | 75
Water Proofing and Heat Insulation of Buildings | 28.39 | Water proofing of roof terraces, Basements, Retaining Walls, Water tanks etc with Zydex Zycoprime / Elastobar / Equivalent solution so as to form a water- resistant cementitious bonding coat and to form on-site seamless cross- linked elastomeric membrane on the concrete surface to reduce its porosity. Creating a cementitious elastomeric polymeric membrane of 2 coats of Elastobar and Zycoprime/Equivalent after application of Zycosil & Zycoprime Solution in New Construction. Take equal parts of Elastobar and Cement and form a paste. Add little water to the paste to make it brush able. Apply the paste on surface with brush. Leave the surface for drying for at least 4 - 6 hours to get elastomeric membrane. After this application, make one more layer of rough cementitious membrane using mixture of 1 Part of Zycoprime + 1 Part of Cement + 1 Part of fine sand. Apply paste on the surface with a brush to make a rough texture. Now your surface is ready to bond well with tiles/screed. Thermal Insulation of Buildings |  | Sqm | 367
Water Proofing and Heat Insulation of Buildings | 28.40 | Providing fixing thermal insulation of ceiling (under deck insulation) with Resin Bonded Fibre glass wool conforming to IS: 8183, density 24kg / m3, 50mm thick, wrapped in 200 G Virgin Polythene bags, fixed to ceiling with metallic cleats (50x50x3 mm)@ 60 cm and wire mesh of 12.5 mm x 24 gauge wire mesh, for top most ceiling of building |  | Sqm | 340
Water Proofing and Heat Insulation of Buildings | 28.41 | Providing and fixing thermal insulation with Resin Bonded Fibre glass wool conforming to IS: 8183. Density 16 kg/m3, 50 mm thick, wrapped in 200G Virgin Polythene bags placed over existing false celling and held in position by criss-crossing GI wire |  | Sqm | 184
Water Proofing and Heat Insulation of Buildings | 28.43 | Providing and fixing Heat Resistant Terrace Tiles (300 mm x 300 mm x 20 mm) with SRI (solar refractive index) > 78, solar reflection > 0.70 and initial emittance > 0.75 on waterproof and sloped surface of terrace, laid on 20 mm thick cement sand mortar in the ratio of 1:4 (1 cement: 4 coarse sand) and grouting the joints with mix of white cement & marble powder in ratio of 1: 1, including rubbing and polishing of the surface up to 3 cuts complete, including providing skirting up to 150 mm height along the parapet walls in the same manner |  | Sqm | 1052
Water Proofing and Heat Insulation of Buildings | 28.44 | Providing and laying roof insulation with 40 mm thick impervious sprayed, closed cell free Rigid Polyurethane foam over deck insulation conforming to IS - 12432 Pt. Ill (density of foam being 40-45 kg/ cum), over a coat of polyurethane primer applied @ 6-8 sqm per litre, laying 400 G polythene sheet over PUF spray and providing a wearing course of 40 mm thick cement screed 1:2:4 (1 cement: 2 coarse sand: 4 stone aggregate 20 mm nominal size) in chequered rough finish, in panels of 2.5 m x 2.5 m and embedding with 24 G wire netting and sealing the joints with polymerized mastic, all complete as per direction of Engineer-in-Charge |  | Sqm | 926
Water Proofing and Heat Insulation of Buildings | 28.45 | Providing and fixing thermal insulation with Resin Bonded Fibre glass wool conforming to IS: 8183 having density 24 kg/m3, 50 mm thick, wrapped in 200G Virgin Polythene Bags fixed to wall with screw, rawl plug & washers and held in position by criss crossing GI wire etc. complete as per directions of Engineer-in-Charge |  | Sqm | 247
Water Proofing and Heat Insulation of Buildings | 28.46 | Providing and fixing thermal insulation of ceiling (under deck insulation) with Resin Bonded Rockwool conforming to IS: 8183,density 48 kg/ m3, 50 mm thick, wrapped in 200 G Virgin Polythene bags fixed to ceiling with metallic cleats (50x50x3 mm) @ 60 cm and wire mesh of 12.5mm x 24 gauge wire mesh, for top most ceiling of building |  | Sqm | 307
Water Proofing and Heat Insulation of Buildings | 28.47 | Providing and fixing thermal insulation with Resin bonded rock wool conforming to IS: 8183, density 48 kg/m3, 50 mm thick, wrapped in 200 G virgin Polythene bags placed over existing false ceiling and held in position by criss-crossing GI wire |  | Sqm | 212
Water Proofing and Heat Insulation of Buildings | 28.48 | Providing and fixing thermal insulation with Resin Bonded rock wool conforming to IS: 8183, having density 48 kg/m3,50 mm thick, wrapped in 200 G Virgin Polythene Bags fixed to wall with screw, rawl plug & washers and held and in position by criss crossing GI wire etc. complete as per directions of Engineer-in-Charge |  | Sqm | 214
Water Proofing and Heat Insulation of Buildings | 28.49 | Providing and applying two coats of High Albedo paint having minimum Solar Reflective Index (SRI) 108 (with solar reflectance & thermal emittance tested as per ASTM) C 1549 and ASTM C 1371 respectively), voe less than 10 cc/gm. The coating thickness and the methodology of application shall strictly as per manufacturer's specifications and as approved by Engineer-in-Charge. Surface preparation includes cleaning with metal wire brush to remove all dust, fungus etc., washing with water all complete. The contractor shall give guarantee for the performance of SRI and also the durability of coating, all complete as per direction of Engineer-in-Charge |  | Sqm | 255
Water Proofing and Heat Insulation of Buildings | 28.50 | Providing and fixing Heat Resistant Terrace Tiles (300 mm x 300 mm x 20 mm) with SRI (solar refractive index) > 78, solar reflection > 0.70 and initial emittance > 0.75 on waterproof and sloped surface of terrace, laid on 20 mm thick cement sand mortar in the ratio of 1: 4 (1 cement: 4 coarse sand) and grouting the joints with mix of white cement & marble powder in ratio of 1: 1, including rubbing and polishing of the surface upto 3 cuts complete, including providing skirting upto 150 mm height along the parapet walls in the same manner. POLYURETHANE FOAM (PUF) INSULATION |  | Sqm | 1099
Water Proofing and Heat Insulation of Buildings | 28.51 | Providing and applying 75mm thick two component, HFC blown, free from CFC/HCFC polyurethane based spray able rigid foam system, closed-cell type, designed to meet insulation requirements in roof applications. PUF shall be applied seamless in-situ and is ideal for fast return to service. PUF should be applied through a suitable metered application machine, by specialist applicators and should be covered by waterproofing system. The thickness of the individual layers of PUF applied foam should be minimum 10 - 15 mm. PUF should have the following properties: 1. Viscosity at 20°C, cps: Part A ISO 300, Part B POLY OL 600 2. Compressive strength,ASTM D-1621/94,kPa> 400 3. Tensile strength,ASTM D1623/78, kPa:>500 4. Adhesion to substrate,ASTM D4541, kPa:> 180 5. Thermal conductivity at 25C as per ASTM C518/91, W/m K::S 0.023 6. Closed cell content,IS04590, %:> 96 7. Water absorption,EN12087, %:< 2.5 8. Water Vapour Transmission,EN12086, perms132 9. Flash Points, °C: Part A ISO > 200, Part B POLY OL > 65 10. Fire resistance,D1N4102: Class 82 11. Foam Density, kg/m3 ASTM D1622: 45 to 50 12. Specific c Gravity at 20°C: Part A ISO 1.23, Part B POLY OL 1.23 It shall be applied as per manufactures specification. Rates are incl of surface preparation, grouting and chemical application only |  | Sqm | 1301
Water Proofing and Heat Insulation of Buildings | 28.52 | Providing and fixing extruded polystyrene (XPS) foam 50mm thick of density 32 Kg./ cum for thermal insulation with cramps of GI strip 25mm wide x 3mm thick fixed with screw/ nail for holding the walls at regular intervals in cavity walls complete in all respect |  | Sqm | 891
Structural & Aluminium Glazing | 29.1 | Providing and supplying aluminium extruded tubular and other aluminium sections as per the architectural drawings and approved shop drawings, the aluminium quality as per grade 6063 T5 or T6 as per BS 1474,including super durable powder coating of 60-80 microns conforming to MMA 2604 of required colour and shade as approved by the Engineer-in-Charge. ( The item includes cost of material such as cleats, sleeves, screws etc. necessary for fabrication of extruded aluminium frame work. Nothing extra shall be paid on this account). The weight of aluminium extruded section shall be taken for purpose of payment |  | KG | 360
Structural & Aluminium Glazing | 29.2 | Providing, assembling and supplying vision glass panels (IGUs) comprising of hermetically-sealed 6-12- 6 mm insulated glass (double glazed) vision panel units of size and shape as required and specified, comprising of an outer heat strengthened float glass 6mm thick, of approved colour and shade with reflective soft coating on surface# 2 of approved colour and shade, an inner Heat strengthened clear float glass 6mm thick, spacer tube 12mm wide, desiccants, including primary seal and secondary seal (structural silicone sealant) etc. all complete for the required performances, as per the Architectural drawings, as per the approved shop drawings, as specified and as directed by the Engineer-in-Charge. The IGUs shall be assembled in the factory/ workshop of the glass processor. (Payment for fixing of IGU Panels in the curtain glazing is included in cost of item No.29.6) For payment, only the actual area of glass on face# 1 of the glass panels (excluding the areas of the grooves and weather silicone sealant) provided and fixed in position, shall be measured in sqm (i) Coloured tinted float glass 6mm thick substrate with reflective soft coating on face # 2, + 12mm Air gap + 6mm Heat Strengthened clear n Glass of approved make having properties as visible Light transmittance (VL of 25 to 35 %, Light reflection internal 1 O to 15%, light reflection external 1O to 20 %, shading coefficient (0.25- 0.28) and U value of 3.0 to 3.3 W/m2 degree K etc. The properties of performance glass shall be decided by technical sanctioning authority as per the site requirement |  | Sqm | 2541
Structural & Aluminium Glazing | 29.3 | Extra for openable side / top hung vision glass panels (IGUs) including providing and supplying at site all accessories and hardwares for the openable panels as specified and of the approved make such as heavy duty stainless steel friction hinges, min 4 -point cremone locking sets with stainless steel plates, handles, buffers etc. including necessary stainless steel screws/ fasteners, nuts, bolts, washers etc. all complete as per the Architectural drawings, as per the approved shop drawings, as specified and as directed by the Engineer- in-Charge |  | Sqm | 2605
Structural & Aluminium Glazing | 29.4 | Providing, fabricating and supplying shadow box of required size and shape, for fixing in the spandrel portion of the structural glazing, in linear as well as curvilinear portions of the building by providing semi -rigid, inorganic, non- combustible fibre glass wool insulation 50 mm thick, conforming to IS: 8183 and BS: 3958 Part 5. The insulation layer shall have facing (factory bonded on surface # 1 of the fibre glass insulation layer), of black non-woven fibre glass tissue of nominal thickness 0.5 mm and nominal mass not less than 60 gm /sqm, made of randomly oriented glass fibres distributed in a binder by a wet-lay process including fixing 1.5 mm thick solid aluminium sheet backing using, 6 mm thick cement board including SS rivets, nuts, bolts, washers etc complete |  | Sqm | 1482
Structural & Aluminium Glazing | 29.5 | Providing and supplying Spandrel Glass Panels comprising of 6 mm thick heat strengthened monolithic float glass of approved colour and shade with reflective soft coating on surface# 2 of approved colour and shade so as to match the colour and shade of the IGUs in the vision panels etc.,all complete for the required performances as specified, as per the Architectural drawings, as per the approved shop drawings, as specified, and as directed by the Engineer- in- Charge. For payment, only the actual area of glass on face# 1 of the glass panels (but excluding the area of grooves and weather silicone sealant) provided and fixed in position, shall be measured in sqm (Payment for fixing of Spandrel Glass Panels in the curtain glazing is included in cost of relevant Item). "(i) Coloured tinted float glass 6mm thick substrate with reflective soft coating on face# 2, having properties as visible Light transmittance (VL T) of 25 to 35 %, Light reflection internal 10 to 15%, light reflection external 10 to 20 %, shading coefficient (0. 25- 0.28) and U value of 3.0 to 3.3 W/m 2 K etc..T he properties of performance glass shall be decided by technical sanctioning authority as per the site requirement |  | Sqm | 1596
Structural & Aluminium Glazing | 29.6 | Designing, fabricating, testing, protection, installing and fixing in position semi (grid) unitized system of structural glazing (with open joints) for linear as well as curvilinear portions of the building for all heights and all levels, including: (a) Structural analysis & design and preparation of shop drawings for the specified design loads conforming to IS 875 part Ill (the system must passed the proof test at 1.5 times design wind pressure without any failure), including functional design of the aluminium sections for fixing glazing panels of various thicknesses, aluminium cleats, sleeves and splice plates etc. gaskets, screws, toggles, nuts, bolts, clamps etc., structural and weather silicone sealants, flashings, fire stop (barrier)-cum-smoke seals, microwave cured EPDM gaskets for water tightness, pressure equalisation & drainage and protection against fire hazard including: (b) Fabricating and supplying serrated M.S. hot dip galvanised / Aluminium alloy of 6005 T5 brackets of required sizes, sections and profiles etc. to accommodate 3 Dimensional movement for achieving perfect verticality and fixing structural glazing system rigidly to the RCC/ masonry/structural steel framework of building structure using stainless steel anchor fasteners/ bolts, nylon separator to prevent bimetallic contacts with nuts and washers etc.of stainless steel grade 316, of the required capacity and in required numbers. (c) Providing and filling, two part pump filled, structural silicone sealant and one part weather silicone sealant compatible with the structural silicone sealant of required bite size in a clean and controlled factory / work shop environment, including double sided spacer tape, setting blocks and backer rod, all of approved grade, brand and manufacture, as per the approved sealant design, within and all around the perimeter for holding glass. (d) Providing and fixing in position flashings of solid aluminium sheet 1 mm thick and of sizes, shapes and profiles, as required as per the site conditions, to seal the gap between the building structure and all its interfaces with curtain glazing to make it watertight. (e) Making provision for drainage of moisture/ water that enters the curtain glazing system to make it watertight, by incorporating principles of pressure equalization, providing suitable gutter profiles at bottom (if required), making necessary holes of required sizes and of required numbers etc. complete. This item includes cost of all inputs of designing, labour for fabricating and installation of aluminium grid, installation of glazed units, T&P, scaffolding and other incidental charges including wastages etc., enabling temporary structures and services, cranes or cradles etc. as described above and as specified. The item includes the cost of getting all the structural and functional design including shop drawings checked by a structural designer, dully approved by Engineer-in�harge. The item also includes the cost of all mock ups at site, cost of all samples of the individual components for testing in an approved laboratory, field tests on the assembled working structural glazing as specified, cleaning and protection till the handing over of the building for occupation. In the end, the Contractor shall provide a water tight structural glazing having all the performance characteristics etc. all complete as required, as per the Architectural drawings, as per item description, as specified, as per the approved shop drawings and as directed by the Engineer- in-Charge. Notes for Item 29.6: 1. The cost of providing extruded aluminium frames, shadow boxes, extruded aluminium section capping for fixing in the grooves of the curtain glazing and vermin proof stainless steel wire mesh shall be paid for separately under relevant items under this sub- head. However, for the purpose of payment, only the actual area of structural glazing (including width of grooves) on the external face shall be measured in sqm up to two decimal places. 2. The following performance test are to be conducted on structural glazing system if area of structural glazing exceeds 2500 sqm from the certified laboratories accreditated by NABL(National Accreditation Board for Testing and Calibration Laboratories), Department of Science & Technologies, India. Cost of testing is payable separately. 3. Competent authority will decide the necessity of testing on the basis of cost of the - work, cost of the test and importance - of the work. - - ·- - -.. -. - 3.1. Performance Laboratory Test for Air Leakage Test (-50pa to· 300pa) & (+50pa to +300pa) as per ASTM E-283-04 testing method for a range of testing limit 1 to 200 mVhr 3.2. Static Water Penetration Test (50pa to 1500pa) as per ASTME· 331· 09 testing method for a range up to 2000 ml. 3.3 Dynamic Water Penetration (50pa to 1500pa) as per AAMA 501.01· 05 testing method for a range up to 2000 ml 3.4 Structural Performance Deflection and deformation by static air pressure test (1.5 times design wind pressure without any failure) as per ASTME-330-10 testing method for a range up to 50 mm 3.5 Seismic Movement Test (up to 30 mm) as per AAMA 501.4-09 testing method for Qualitative test, Tests to be conducted on site. 3.6 Onsite Test for Water Leakage for a pressure range 50 kpa to 240 kpa (35psi) up to 2000 ml |  | Sqm | 1573
Structural & Aluminium Glazing | 29.7 | Design supply & installation of suspended Spider Glazing system designed to withstand the wind pressure as per IS 875 (Part-Ill). The Suspended System held with Spider Fittings of SS-316 Grade Steel of approved manufacturer with glass panel having 12 mm thick clear toughened glass held together with SS- 316 Grade Stainless steel Spider & bolt assembly with laminated glass fins 21 mm thick. The Glass fins and glass panel assembly shall be connected to Slab/beams by means of SS- 316 Grade stainless steel brackets & Anchor bolts and at the bottom using SS channel of 50x25x2mm using fastener & anchor bolts, non staining weather sealants of approved make, Teflon/ nylon bushes and separators to prevent bi-metallic contacts, all complete to perform as per specification and approved drawings. The complete system to be designed to accommodate thermal expansion & seismic movements etc. The joints between glass panels (6 to 8 mm) and gaps at the perimeter & in U channel of the assembly to be filled with non staining weather sealant, so as to make the entire system fully water proof & dust proof. The rate shall include all design, Engineering and shop drawing including approval from structural designer, labour, T&P, scaffolding, other incidental charges including wastage, enabling temporary services all fitting fixers nut bolts, washer, Buffer plates, fastener, anchors, SS channel laminated glass etc. all complete. For the purpose of payment, actual elevation area of Glazing including thickness of joints and the portion of Glass panel inside the SS channel shall be measured. EARTHWORK |  | Sqm | 7217
Repairs and Maintenance of Buildings | 30.2 | Raking out joints of stone masonry surface to the required width and depth, with due care and precaution, by mechanical / manual means, including preparing and cleaning the surface for re-pointing/ refilling of joints, including disposal of rubbish to the dumping ground with all lead and lift |  | Sqm | 16
Repairs and Maintenance of Buildings | 30.3 | Cleaning the sand stone surface and removing dirt, dust, bird dropping, grease, oil, algae, fungus, monkey beats, vegetable growth etc., including providing, applying and washing the surface with liquid Ammonia Chemical of 5% solution and other chemical cleaning agent as approved by Archaeological Survey of India/ Engineer-in-charge, of approved brand and manufacturer, with the help of required scrubbers and also cleaning with machine operated water jet mixed with desired quantity of fine silica where ever required, without causing any scratching/ damage to the stone surface and finally washing the surface with clean water with the help of pressure jet machine, complete in all respect, including taking all precautions to safeguard ventilators, windows, doors etc. by suitable covering so as to avoid any damage to the building/structure, all as per direction of Engineer-in-charge (The rate is inclusive of all materials & labours involved except scaffolding) |  | Sqm | 71
Repairs and Maintenance of Buildings | 30.4 | Providing and applying antifungal wash treatment using 3% solution of sodium pentachlorophenate, of reputed brand and manufacturer, on cleaned sand stone surface at desired locations as per direction of Engineer-in-charge (The rate is inclusive of all materials & labours involved except scaffolding) |  | Sqm | 31
Repairs and Maintenance of Buildings | 30.5 | Ruled / Flush pointing on existing Red sand stone masonry surface with lime, surkhi and marble dust mortar in the ratio of 1:1.5:1/2 {One lime: 1.5 surkhi (50% red and 50% light yellow surkhi ): 1/2 marble dust}. (The rate is inclusive of all materials & labours involved except scaffolding) |  | Sqm | 112
Repairs and Maintenance of Buildings | 30.6 | Applying two or more coat of Ethyl Silicate chemical as approved by Archaeological Survey of India/ Engineer-in-charge, of approved brand and manufacturer, with brush or spray on the existing stone masonry surface till there is no further absorption of chemical by stone surface, including protecting the applied surface from direct sunlight by suitable means during application, all complete as per direction of the Engineer-in-Charge (The rate is inclusive of all materials & labours involved except scaffolding) |  | Sqm | 256
Repairs and Maintenance of Buildings | 30.7 | Applying breathable, non-reactive, antifungal, and water repellent Saline/Siloxane chemical as approved by Archaeological Survey of India/ Engineer-in-charge, of approved brand and manufacture, diluted with solvent mineral Turpentine oil in the ratio of 1: 12 (One part of approved chemical: 12 Part of Turpentine oil), on the existing sand stone masonry surface with two or more coats to give uniform application of chemical on the surface, all complete as per direction of Engineer-In-charge (The rate is inclusive of all materials & labours involved except scaffolding). ROOFING AND CEILING WORKS |  | Sqm | 70
Repairs and Maintenance of Buildings | 30.8 | Providing and fixing 16 mm M.S. Fan clamps of standard shape and size in existing R.C.C. slab, including cutting chase, anchoring clamp to reinforcement bar, including cleaning, refilling, making good the chase with matching concrete, plastering and painting the exposed portion of the clamps complete |  | Each | 199
Repairs and Maintenance of Buildings | 30.9 | Regarding terracing of mud phaska covered with tiles or brick, in cement mortar by dismantling tiles or bricks, removing mud plaster, preparing the surface of mud phaska to proper slope, relaying mud plaster gobri leaping and tiles or bricks, grouted in cement mortar 1: 3 (1 cement: 3 fine sand), including replacing unserviceable tiles or bricks with new ones and disposal of unserviceable material to the dumping ground (the cost of the new tiles or brick excluded), all complete as per direction of Engineer-in-Charge |  | Sqm | 245
Repairs and Maintenance of Buildings | 30.10.1 | Replacing sand stone slabs in roofing, laid in cement mortar 1:4 (1 cement: 4 coarse sand), including necessary repairs and cement pointing with same mortar complete, including disposal of rubbish to dumping ground, all complete as per direction of Engineer-in-Charge | Red sand stone slabs 30 to 50 mm thick | Sqm | 476
Repairs and Maintenance of Buildings | 30.11.1 | Renewing/replacing of wooden battens in roofs, including making good the holes in wall and painting with oil type wood preservative of approved brand and manufacture complete, including removal of rubbish to the dumping ground, all complete as per direction of Engineer-in-Charge | Sal wood battens | Cum | 83415
Repairs and Maintenance of Buildings | 30.12.1.1 | Renewing/replacing of wooden beams in roofs including making good the holes in walls and painting with oil type wood preservative of approved brand and manufacture complete, including removal of rubbish to the dumping ground, all complete as per direction of Engineer-in-Charge — Not exceeding 4.00 metres in length | Sal wood beams | Cum | 86797
Repairs and Maintenance of Buildings | 30.12.1.2 | Renewing/replacing of wooden beams in roofs including making good the holes in walls and painting with oil type wood preservative of approved brand and manufacture complete, including removal of rubbish to the dumping ground, all complete as per direction of Engineer-in-Charge — Not exceeding 4.00 metres in length | Hallock wood beams | Cum | 53348
Repairs and Maintenance of Buildings | 30.12.2.1 | Renewing/replacing of wooden beams in roofs including making good the holes in walls and painting with oil type wood preservative of approved brand and manufacture complete, including removal of rubbish to the dumping ground, all complete as per direction of Engineer-in-Charge | Sal wood beams | Cum | 87730
Repairs and Maintenance of Buildings | 30.12.2.2 | Renewing/replacing of wooden beams in roofs including making good the holes in walls and painting with oil type wood preservative of approved brand and manufacture complete, including removal of rubbish to the dumping ground, all complete as per direction of Engineer-in-Charge | Hallock wood beams | Cum | 54247
Repairs and Maintenance of Buildings | 30.13.1 | Replacing joists (karries) including hoisting, fixing in position and applying wood preservative on unexposed surface etc. complete with | Sal wood | Cum | 83340
Repairs and Maintenance of Buildings | 30.13.2 | Replacing joists (karries) including hoisting, fixing in position and applying wood preservative on unexposed surface etc. complete with | Hollockwood | Cum | 50230
Repairs and Maintenance of Buildings | 30.14 | Taking out wind ties from roof including cutting out rusted bolts, nuts etc. and removing materials to any distance within compound and stacking |  | KG | 2
Repairs and Maintenance of Buildings | 30.15 | Fixing of old wind tie with new fittings including painting two or more coats with anticorrosive bitumastic paint of approved brand & manufacturer over and including priming coat of ready mixed zinc chromate yellow primer of approved brand. FINISHING WORKS |  | Metre | 74
Repairs and Maintenance of Buildings | 30.17 | Repair to plaster of thickness 12mm to 20 mm in patches of area 2.5 sqm and under, including cutting the patch in proper shape, raking out joints and preparing plastering the wall surface with white cement based polymer modified self curing mortar, including disposal of rubbish, all complete as per the direction of Engineer-In-Charge |  | Sqm | 355
Repairs and Maintenance of Buildings | 30.18 | Hacking of CC flooring including cleaning for surface etc. complete as per direction of the Engineer-in-Charge |  | Sqm | 1
Repairs and Maintenance of Buildings | 30.19 | Raking out joints in lime or cement mortar and preparing the surface for re-pointing or replastering, including disposal of rubbish to the dumping ground, all complete as per direction of Engineer-in-Charge |  | Sqm | 16
Repairs and Maintenance of Buildings | 30.22 | Removing dry or oil bound distemper, water proofing cement paint and the like by scrapping, sand papering and preparing the surface smooth including necessary repairs to scratches etc. complete |  | Sqm | 11
Repairs and Maintenance of Buildings | 30.23.1 | White washing with lime to give an even shade | Old work (two or more coats) | Sqm | 9
Repairs and Maintenance of Buildings | 30.23.2 | White washing with lime to give an even shade | Old work (one or more coats) | Sqm | 6
Repairs and Maintenance of Buildings | 30.24 | Distempering with dry distemper of approved brand and manufacture (one or more coats) and of required shade on old work to give an even shade |  | Sqm | 29
Repairs and Maintenance of Buildings | 30.25.1 | Distempering with 1st quality acrylic distemper (Ready mix) having voe content less than 50 grams/ litre of approved brand and manufacture to give an even shade | Old work (one or more coats) | Sqm | 32
Repairs and Maintenance of Buildings | 30.26.1 | Painting with oil type wood preservative of approved brand and manufacture | Old work (one or more coats) | Sqm | 22
Repairs and Maintenance of Buildings | 30.27.1 | Wall painting with plastic emulsion paint of approved brand and manufacture to give an even shade | One or more coats on old work | Sqm | 47
Repairs and Maintenance of Buildings | 30.28.1 | Painting with synthetic enamel paint of approved brand and manufacture of required colour to give an even shade | One or more coats on old work | Sqm | 43
Repairs and Maintenance of Buildings | 30.29.1 | Painting with aluminium paint of approved brand and manufacture to give an even shade | One or more coats on old work | Sqm | 37
Repairs and Maintenance of Buildings | 30.30.1 | Painting with acid proof paint of approved brand and manufacture of required colour to give an even shade | One or more coats on old work | Sqm | 48
Repairs and Maintenance of Buildings | 30.31.1 | Painting with black anti-corrosive bitumastic paint of approved brand and manufacture to give an even shade | One or more coats on old work | Sqm | 35
Repairs and Maintenance of Buildings | 30.32.1 | French spirit polishing | One or more coats on old work | Sqm | 99
Repairs and Maintenance of Buildings | 30.33.1 | Polishing on wood work with ready made wax polish of approved brand and manufacture | Old work | Sqm | 37
Repairs and Maintenance of Buildings | 30.34.1 | Distempering with 1st quality acrylic distemper (ready made) having voe content less than 50 gm per litre. of approved manufacturer and of required shade and colour complete. as per manufacturer 's specification | One or more coats on old work | Sqm | 24
Repairs and Maintenance of Buildings | 30.35.1 | Finishing walls with water proofing cement paint of required shade | Old work (one or more coats applied @ 2.20 kg/1 O sqm) over priming coat of primer applied @ 0.80 litres/10 sqm complete including cost of Priming coat | Sqm | 55
Repairs and Maintenance of Buildings | 30.35.2 | Finishing walls with water proofing cement paint of required shade | Old work (one or more coats @ 2.20 kg/10 sqm) complete | Sqm | 37
Repairs and Maintenance of Buildings | 30.36.1 | Finishing walls with textured exterior paint of required shade | Old work (Two or more coats on existing cement paint surface applied @ 3.28 litre/1 O sqm | Sqm | 137
Repairs and Maintenance of Buildings | 30.36.2 | Finishing walls with textured exterior paint of required shade | Old work (One or more coats) applied @ 1.82 litre/1 O sqm | Sqm | 82
Repairs and Maintenance of Buildings | 30.37.1 | Finishing walls with Acrylic Smooth exterior paint of required shade | Old work (Two or more coat applied @ 1.67 litre/ 10 sqm) on existing cement paint surface | Sqm | 71
Repairs and Maintenance of Buildings | 30.37.2 | Finishing walls with Acrylic Smooth exterior paint of required shade | Old work (One or more coat applied @ 0.90 litre/10 sqm) | Sqm | 45
Repairs and Maintenance of Buildings | 30.38.1 | Finishing walls with Premium Acrylic Smooth exterior paint with Silicone additives of required shade | Old work (Two or more coats applied @ 1.43 litre/ 10 sqm) over existing cement paint surface | Sqm | 68
Repairs and Maintenance of Buildings | 30.38.2 | Finishing walls with Premium Acrylic Smooth exterior paint with Silicone additives of required shade | Old work (One or more coats applied @ 0.83 litre/ 1 O sqm) over existing cement paint surface | Sqm | 45
Repairs and Maintenance of Buildings | 30.39 | Varnishing with flatting varnish of approved brand and manufacture one or more coats on old work |  | Sqm | 38
Repairs and Maintenance of Buildings | 30.40.1 | Painting on G.S. sheet with synthetic enamel paint of approved brand and manufacture of required colour to give an even shade | Old work (one or more coats) | Sqm | 34
Repairs and Maintenance of Buildings | 30.41.1 | Painting (one or more coats) on rain water, soil waste and vent pipes and fittings with black anticorrosive bitumastic paint of approved brand and manufacture on old work | 75 mm diameter pipes | Metre | 10
Repairs and Maintenance of Buildings | 30.41.2 | Painting (one or more coats) on rain water, soil waste and vent pipes and fittings with black anticorrosive bitumastic paint of approved brand and manufacture on old work | 100 mm diameter pipes | Metre | 13
Repairs and Maintenance of Buildings | 30.41.3 | Painting (one or more coats) on rain water, soil waste and vent pipes and fittings with black anticorrosive bitumastic paint of approved brand and manufacture on old work | 150 mm diameter pipes | Metre | 18
Repairs and Maintenance of Buildings | 30.42.1 | Painting (one or more coats) on rain water, soil waste and vent pipes and fittings with synthetic enamel paint of approved brand and manufacture and required colour on old work | 75 mm diameter pipes | Metre | 10
Repairs and Maintenance of Buildings | 30.42.2 | Painting (one or more coats) on rain water, soil waste and vent pipes and fittings with synthetic enamel paint of approved brand and manufacture and required colour on old work | 100 mm diameter pipes | Metre | 12
Repairs and Maintenance of Buildings | 30.42.3 | Painting (one or more coats) on rain water, soil waste and vent pipes and fittings with synthetic enamel paint of approved brand and manufacture and required colour on old work | 150 mm diameter pipes | Metre | 19
Repairs and Maintenance of Buildings | 30.43.1 | Repainting sand cast iron/ centrifugally cast iron (spun) iron, soil, waste, vent pipes and fittings with one coat of synthetic enamel paint of any colour such as chocolate, grey or buff etc | 100 mm diameter pipe | Metre | 15
Repairs and Maintenance of Buildings | 30.43.2 | Repainting sand cast iron/ centrifugally cast iron (spun) iron, soil, waste, vent pipes and fittings with one coat of synthetic enamel paint of any colour such as chocolate, grey or buff etc | 75 mm diameter pipe | Metre | 11
Repairs and Maintenance of Buildings | 30.44.1 | Repainting G.I. pipes and fittings with synthetic enamel white paint with one coat of approved quality | 15 mm diameter pipe | Metre | 3
Repairs and Maintenance of Buildings | 30.44.2 | Repainting G.I. pipes and fittings with synthetic enamel white paint with one coat of approved quality | 20 mm diameter pipe | Metre | 4
Repairs and Maintenance of Buildings | 30.44.3 | Repainting G.I. pipes and fittings with synthetic enamel white paint with one coat of approved quality | 25 mm diameter pipe | Metre | 5
Repairs and Maintenance of Buildings | 30.44.4 | Repainting G.I. pipes and fittings with synthetic enamel white paint with one coat of approved quality | 32 mm diameter pipe | Metre | 6
Repairs and Maintenance of Buildings | 30.44.5 | Repainting G.I. pipes and fittings with synthetic enamel white paint with one coat of approved quality | 40 mm diameter pipe | Metre | 7
Repairs and Maintenance of Buildings | 30.44.6 | Repainting G.I. pipes and fittings with synthetic enamel white paint with one coat of approved quality | 50 mm diameter pipe | Metre | 8
Repairs and Maintenance of Buildings | 30.45 | Re-painting C.I. cistern with bitumastic or any other anti- corrosive paint inside and white paint on the outside surface of the cistern, flush pipe, other fittings, etc. complete, including polishing of wooden seat and lid and cleaning of W.C. pan with acid wherever necessary |  | Each | 253
Repairs and Maintenance of Buildings | 30.46 | Repainting C. I. cistern with synthetic enamel paint of approved colour, brand and manufacture on the outside surface of cistern, flush pipe, other fittings etc. complete |  | Each | 117
Repairs and Maintenance of Buildings | 30.47 | Repainting bath tub of size 1700x730x430 mm with enamel paint |  | Each | 380
Repairs and Maintenance of Buildings | 30.49.1 | Fixing chowkhats in existing opening including embedding chowkhats in floors or walls cutting masonry for holdfasts, embedding hold fasts in cement concrete blocks of size 15 x 10 x 10 cm with cement concrete 1:3:6 (1 cement: 3 coarse sand: 6 graded stone aggregate 20 mm nominal size), making good the damages to walls and floors as required complete, including disposal of rubbish to the dumping ground, all complete as per direction of Engineer-in-Charge | Door chowkhats | Each | 612
Repairs and Maintenance of Buildings | 30.49.2 | Fixing chowkhats in existing opening including embedding chowkhats in floors or walls cutting masonry for holdfasts, embedding hold fasts in cement concrete blocks of size 15 x 10 x 10 cm with cement concrete 1:3:6 (1 cement: 3 coarse sand: 6 graded stone aggregate 20 mm nominal size), making good the damages to walls and floors as required complete, including disposal of rubbish to the dumping ground, all complete as per direction of Engineer-in-Charge | Window chowkhats | Each | 397
Repairs and Maintenance of Buildings | 30.49.3 | Fixing chowkhats in existing opening including embedding chowkhats in floors or walls cutting masonry for holdfasts, embedding hold fasts in cement concrete blocks of size 15 x 10 x 10 cm with cement concrete 1:3:6 (1 cement: 3 coarse sand: 6 graded stone aggregate 20 mm nominal size), making good the damages to walls and floors as required complete, including disposal of rubbish to the dumping ground, all complete as per direction of Engineer-in-Charge | Clerestory window chowkhats | Each | 271
Repairs and Maintenance of Buildings | 30.50 | Fixing Chowkhat in existing opening in brick/ RCC wall with dash fasteners/Chemical fasteners of appropriate size (3 Nos. on each vertical member of door Chowkhat and 2 Nos. on each vertical member of window chowkhats), including Cost of dash fasteners/ chemical fastener. 39.51 Taking out existing wooden door/window shutter, repair by cutting, painting etc. and refixing of repaired door/window shutters to existing door frames, including replacement of hinges with screws, etc. as required, all complete as per the direction of the Engineer-in-charge |  | Each | 147
Repairs and Maintenance of Buildings | 30.52.1 | Making the opening in brick masonry including dismantling in floor or walls by cutting masonry and making good the damages to walls, flooring and jambs complete, to match existing surface i/c disposal of malba/ debris/rubbish to the nearest municipal dumping ground, all complete as per direction of Engineer-in­ Charge | For door/ window/ clerestory window | Sqm | 369
Repairs and Maintenance of Buildings | 30.53.1.1 | Replacing and fixing 25 mm thick shutters for cup board etc i/c disposal of dismantled shutters, if any — Panelled or panelled & glazed shutters | Superior class teak wood including nickel plated bright finished M.S. piano hinges with necessary screws | Sqm | 3562
Repairs and Maintenance of Buildings | 30.53.1.2 | Replacing and fixing 25 mm thick shutters for cup board etc i/c disposal of dismantled shutters, if any — Panelled or panelled & glazed shutters | 1st class teak wood including nickel plated bright finished M.S. piano hinges with necessary screws | Sqm | 2976
Repairs and Maintenance of Buildings | 30.53.2.1 | Replacing and fixing 25 mm thick shutters for cup board etc i/c disposal of dismantled shutters, if any | Superior class teak wood including nickel plated bright finished M.S. piano hinges with necessary screws | Sqm | 3688
Repairs and Maintenance of Buildings | 30.53.2.2 | Replacing and fixing 25 mm thick shutters for cup board etc i/c disposal of dismantled shutters, if any | 1st class teak wood including nickel plated bright finished M.S. piano hinges with necessary screws | Sqm | 3057
Repairs and Maintenance of Buildings | 30.54.1 | Renewing glass panes, with putty and nails wherever necessary including racking out the old putty | Float glass panes of nominal thickness 4m m (weight not less than 1O kg/sqm) | Sqm | 636
Repairs and Maintenance of Buildings | 30.54.2 | Renewing glass panes, with putty and nails wherever necessary including racking out the old putty | Float glass panes of nominal thickness 5m m (weight not less than 12.5kg/sqm) | Sqm | 922
Repairs and Maintenance of Buildings | 30.55.1 | Renewing glass panes, with wooden fillets wherever necessary | Float glass panes of nominal thickness 4 mm (weight not less than 1O kg/sqm) | Sqm | 810
Repairs and Maintenance of Buildings | 30.55.2 | Renewing glass panes, with wooden fillets wherever necessary | Float glass panes of nominal thickness 5m m (weight not less than 12.5kg/sqm) | Sqm | 1096
Repairs and Maintenance of Buildings | 30.56.1 | Renewing glass panes and refixing existing wooden fillets | Float glass panes of nominal thickness 4m m (weight not less than 1O kg/sqm) | Sqm | 663
Repairs and Maintenance of Buildings | 30.56.2 | Renewing glass panes and refixing existing wooden fillets | Float glass panes of nominal thickness 5m m (weight not less than 12.5kg/sqm) | Sqm | 948
Repairs and Maintenance of Buildings | 30.57.1 | Supplying and fixing new wooden fillets wherever necessary | 2nd class teak wood fillets | Metre | 32
Repairs and Maintenance of Buildings | 30.57.2 | Supplying and fixing new wooden fillets wherever necessary | Hollock wood fillets | Metre | 26
Repairs and Maintenance of Buildings | 30.58 | Renewal of old putty of glass panes (length) |  | Metre | 19
Repairs and Maintenance of Buildings | 30.59 | Refixing old glass panes with putty and nails |  | Sqm | 254
Repairs and Maintenance of Buildings | 30.60 | Fixing old glass panes with wooden fillets (excluding cost of fillets) |  | Sqm | 222
Repairs and Maintenance of Buildings | 30.61.1 | Replacing and fixing bright finished brass single acting spring hinges with necessary brass screws etc. complete | 150m m | Each | 599
Repairs and Maintenance of Buildings | 30.61.2 | Replacing and fixing bright finished brass single acting spring hinges with necessary brass screws etc. complete | 125m m | Each | 417
Repairs and Maintenance of Buildings | 30.61.3 | Replacing and fixing bright finished brass single acting spring hinges with necessary brass screws etc. complete | 100 mm | Each | 367
Repairs and Maintenance of Buildings | 30.62.1 | Replacing and fixing bright finished brass double acting spring hinges with necessary brass screws etc. complete | 150m m | Each | 671
Repairs and Maintenance of Buildings | 30.62.2 | Replacing and fixing bright finished brass double acting spring hinges with necessary brass screws etc. complete | 125 mm | Each | 567
Repairs and Maintenance of Buildings | 30.62.3 | Replacing and fixing bright finished brass double acting spring hinges with necessary brass screws etc. complete | 100m m | Each | 549
Repairs and Maintenance of Buildings | 30.63.1 | Replacing and fixing bright finished brass flush bolts with necessary brass screws etc. complete | 250mm | Each | 213
Repairs and Maintenance of Buildings | 30.63.2 | Replacing and fixing bright finished brass flush bolts with necessary brass screws etc. complete | 150m m | Each | 185
Repairs and Maintenance of Buildings | 30.63.3 | Replacing and fixing bright finished brass flush bolts with necessary brass screws etc. complete | 100 mm | Each | 133
Repairs and Maintenance of Buildings | 30.64 | Replacing and fixing 150 mm bright finished floor brass door stopper with rubber cushion, necessary brass screws etc. to suit shutter thickness complete |  | Each | 221
Repairs and Maintenance of Buildings | 30.65.1 | Replacing and fixing bright finished brass hard drawn hooks and eyes | 300mm | Each | 81
Repairs and Maintenance of Buildings | 30.65.2 | Replacing and fixing bright finished brass hard drawn hooks and eyes | 250mm | Each | 78
Repairs and Maintenance of Buildings | 30.65.3 | Replacing and fixing bright finished brass hard drawn hooks and eyes | 200mm | Each | 69
Repairs and Maintenance of Buildings | 30.65.4 | Replacing and fixing bright finished brass hard drawn hooks and eyes | 150m m | Each | 55
Repairs and Maintenance of Buildings | 30.65.5 | Replacing and fixing bright finished brass hard drawn hooks and eyes | 100m m | Each | 48
Repairs and Maintenance of Buildings | 30.66 | Replacing and fixing bright finished brass helical door spring (superior quality) |  | Each | 415
Repairs and Maintenance of Buildings | 30.67.1 | Replacing and fixing chromium plated brass butt hinges with necessary chromium plated brass screws etc. complete | 125x70x4 mm (ordinary type) | Each | 153
Repairs and Maintenance of Buildings | 30.67.2 | Replacing and fixing chromium plated brass butt hinges with necessary chromium plated brass screws etc. complete | 100x70x4 mm (ordinary type) | Each | 129
Repairs and Maintenance of Buildings | 30.67.3 | Replacing and fixing chromium plated brass butt hinges with necessary chromium plated brass screws etc. complete | 75x65x4 mm (heavy type) | Each | 146
Repairs and Maintenance of Buildings | 30.67.4 | Replacing and fixing chromium plated brass butt hinges with necessary chromium plated brass screws etc. complete | 75x40x2.5 mm (ordinary type) | Each | 83
Repairs and Maintenance of Buildings | 30.67.5 | Replacing and fixing chromium plated brass butt hinges with necessary chromium plated brass screws etc. complete | 50x40x2.5 mm (ordinary type) | Each | 36
Repairs and Maintenance of Buildings | 30.68 | Replacing and fixing 85x42 mm chromium plated brass pull bolt lock with necessary chromium plated brass screws, nuts, bolts and washers etc. complete |  | Each | 227
Repairs and Maintenance of Buildings | 30.69.1 | Replacing and fixing brass curtain rods of wall thickness 1.25 mm with two brass brackets fixed with brass screws and wooden plugs etc. wherever necessary complete | 20 mm diameter | Metre | 269
Repairs and Maintenance of Buildings | 30.69.2 | Replacing and fixing brass curtain rods of wall thickness 1.25 mm with two brass brackets fixed with brass screws and wooden plugs etc. wherever necessary complete | 25 mm diameter | Metre | 334
Repairs and Maintenance of Buildings | 30.70 | Replacing and fixing bright finished brass fan light pivot with necessary brass screws etc. complete |  | Each | 35
Repairs and Maintenance of Buildings | 30.71 | Replacing and fixing 300 mm long bright finished brass chain with hook for fan light including necessary brass screws etc. complete |  | Each | 57
Repairs and Maintenance of Buildings | 30.72 | Replacing/repairing and fixing plain Jaffri door and window shutters including bright or/and black enamelled M.S. butt hinges with necessary screws 35x1 O mm laths placed 35 mm apart (frames to be paid separately), including fixing 50x12 mm beading complete with 30. 72.1 Second class teak wood STEEL AND IRON WORKS |  | Sqm | 3363
Repairs and Maintenance of Buildings | 30.73 | Providing and fixing M.S. round or square bars with M.S. flats at required spacing in wooden frames of windows and clerestory windows |  | KG | 80
Repairs and Maintenance of Buildings | 30.74 | Replacing and fixing bright finished brass casement window fasteners or peg stays to windows/ ventilators with necessary welding and machine screws etc. complete |  | KG | 349
Repairs and Maintenance of Buildings | 30.75 | Replacing and fixing bright finished brass quadrant stay 300 mm long with necessary brass screws etc. complete |  | Each | 153
Repairs and Maintenance of Buildings | 30.76 | Replacing and fixing 14 mm bright finished brass spring catch to steel centre hung ventilators with necessary welding and machine screws etc. complete |  | Each | 33
Repairs and Maintenance of Buildings | 30.77 | Renewing bottom rail and/or top runner of collapsible gate including making good all damages and applying priming coat of zinc chromate yellow primer of approved brand and manufacturer |  | KG | 132
Repairs and Maintenance of Buildings | 30.78.1 | Renewing Wrought iron or M.S. Wheel or roller of steel door or gate and fitting and fixing the same with necessary clamps, nuts and bolts/welding and erection etc. complete | Wheel 50 mm dia and below | Each | 135
Repairs and Maintenance of Buildings | 30.78.2 | Renewing Wrought iron or M.S. Wheel or roller of steel door or gate and fitting and fixing the same with necessary clamps, nuts and bolts/welding and erection etc. complete | Wheel above 50 mm dia WATER SUPPLY, SEWERAGE AND DRAINAGE WORKS | Each | 212
Repairs and Maintenance of Buildings | 30.79 | Cutting holes of required size in brick masonry wall for fixing of exhaust fan including providing and fixing 300 mm dia PVC pipe conforming BIS-12818 and making good the same etc. complete as per direction of Engineer-in-charge |  | Each | 95
Repairs and Maintenance of Buildings | 30.80.1 | Dismantling 15 to 40 mm dia G.I. pipe including stacking of dismantled pipes (within 50 metres lead) as per direction of Engineer-in-Charge | In temal Work- Exposed on wall | Metre | 1
Repairs and Maintenance of Buildings | 30.81.1 | Providing and fixing G.I. Union in existing G.I. pipe line, cutting and threading the pipe and making long screws, including excavation, refilling the earth or cutting of wall and making good the same complete wherever required | 15 mm nominal bore | Each | 299
Repairs and Maintenance of Buildings | 30.81.2 | Providing and fixing G.I. Union in existing G.I. pipe line, cutting and threading the pipe and making long screws, including excavation, refilling the earth or cutting of wall and making good the same complete wherever required | 20 mm nominal bore | Each | 334
Repairs and Maintenance of Buildings | 30.81.3 | Providing and fixing G.I. Union in existing G.I. pipe line, cutting and threading the pipe and making long screws, including excavation, refilling the earth or cutting of wall and making good the same complete wherever required | 25 mm nominal bore | Each | 396
Repairs and Maintenance of Buildings | 30.81.4 | Providing and fixing G.I. Union in existing G.I. pipe line, cutting and threading the pipe and making long screws, including excavation, refilling the earth or cutting of wall and making good the same complete wherever required | 32 mm nominal bore | Each | 448
Repairs and Maintenance of Buildings | 30.81.5 | Providing and fixing G.I. Union in existing G.I. pipe line, cutting and threading the pipe and making long screws, including excavation, refilling the earth or cutting of wall and making good the same complete wherever required | 40 mm nominal bore | Each | 520
Repairs and Maintenance of Buildings | 30.81.6 | Providing and fixing G.I. Union in existing G.I. pipe line, cutting and threading the pipe and making long screws, including excavation, refilling the earth or cutting of wall and making good the same complete wherever required | 50 mm nominal bore | Each | 665
Repairs and Maintenance of Buildings | 30.81.7 | Providing and fixing G.I. Union in existing G.I. pipe line, cutting and threading the pipe and making long screws, including excavation, refilling the earth or cutting of wall and making good the same complete wherever required | 65 mm nominal bore | Each | 1041
Repairs and Maintenance of Buildings | 30.81.8 | Providing and fixing G.I. Union in existing G.I. pipe line, cutting and threading the pipe and making long screws, including excavation, refilling the earth or cutting of wall and making good the same complete wherever required | 80 mm nominal bore | Each | 1106
Repairs and Maintenance of Buildings | 30.82.1 | Making holes by cutting cores of appropriate dia in RCC floors and roofs of thickness up to 6" (six inches) for passing drain pipe and repairing the hole after insertion of drain pipe etc. including finishing-complete so as to make it leak proof | Drain pipe of 150mm internal dia | Each | 1117
Repairs and Maintenance of Buildings | 30.82.2 | Making holes by cutting cores of appropriate dia in RCC floors and roofs of thickness up to 6" (six inches) for passing drain pipe and repairing the hole after insertion of drain pipe etc. including finishing-complete so as to make it leak proof | Drain pipe of 100mm internal dia | Each | 766
Repairs and Maintenance of Buildings | 30.83 | Dismantling W.C. Pan of all sizes including disposal of dismantled materials i/c malba all complete as per directions of Engineer-in-Charge |  | Each | 31
Repairs and Maintenance of Buildings | 30.84.1 | Providing & fixing White vitreous china water closet squatting pan (Indian type) along with "S" or "P" trap including dismantling of old we seat and "S" or "P" trap at site complete with all operations including all necessary materials, labour and disposal of dismantled material i/c malba, all complete as per the direction of Engineer-in charge | Long pattern W.C Pan of size 580x440 mm | Each | 1806
Repairs and Maintenance of Buildings | 30.84.2 | Providing & fixing White vitreous china water closet squatting pan (Indian type) along with "S" or "P" trap including dismantling of old we seat and "S" or "P" trap at site complete with all operations including all necessary materials, labour and disposal of dismantled material i/c malba, all complete as per the direction of Engineer-in charge | Orissa pattern W.C Pan of size 580x440 mm | Each | 2632
Repairs and Maintenance of Buildings | 30.85.1 | Replacing and fixing C.P. brass chain and rubber plug complete for sink or wash basin | 32 mm dia | Each | 58
Repairs and Maintenance of Buildings | 30.85.2 | Replacing and fixing C.P. brass chain and rubber plug complete for sink or wash basin | 40 mm dia | Each | 58
Repairs and Maintenance of Buildings | 30.86 | Cleaning and desilting of gully trap chamber, including removal of rubbish mixed with earth etc. and disposal of same, all as per the direction of Engineer-in-charge |  | Each | 48
Repairs and Maintenance of Buildings | 30.87.1 | Raising manhole cover and frame slab to required level including dismantling existing slab and making good the damage as required (Raising depth of manhole to be paid separately) | Rectangular manhole 90x80 cm with rectangular cover 600 x 450 mm of grade LD - 2.5 | Each | 1584
Repairs and Maintenance of Buildings | 30.87.2 | Raising manhole cover and frame slab to required level including dismantling existing slab and making good the damage as required (Raising depth of manhole to be paid separately) | Rectangular manhole 120x90 cm with circular cover 500 mm dia of grade MD - 10 | Each | 2460
Repairs and Maintenance of Buildings | 30.87.3 | Raising manhole cover and frame slab to required level including dismantling existing slab and making good the damage as required (Raising depth of manhole to be paid separately) | Rectangular manhole 120x90 cm with circular cover 560 mm dia of grade HD - 20 | Each | 2280
Repairs and Maintenance of Buildings | 30.87.4 | Raising manhole cover and frame slab to required level including dismantling existing slab and making good the damage as required (Raising depth of manhole to be paid separately) | Circular manhole 140 cm dia with circular cover 600 mm dia of grade EHD - 35 | Each | 138
Repairs and Maintenance of Buildings | 30.88.1 | Making connection of drain or sewer line with existing manhole including breaking into and making good the walls, floors with cement concrete 1:2:4 mix (1 cement: 2 coarse sand: 4 graded stone aggregate 20 mm nominal size) cement plastered on both sides with cement mortar 1:3 (1 cement: 3 coarse sand), finished with a floating coat of neat cement and making necessary channels for the drain etc. complete | For pipes 100 to 250 mm diameter | Each | 268
Repairs and Maintenance of Buildings | 30.88.2 | Making connection of drain or sewer line with existing manhole including breaking into and making good the walls, floors with cement concrete 1:2:4 mix (1 cement: 2 coarse sand: 4 graded stone aggregate 20 mm nominal size) cement plastered on both sides with cement mortar 1:3 (1 cement: 3 coarse sand), finished with a floating coat of neat cement and making necessary channels for the drain etc. complete | For pipes 250 to 300 mm diameter | Each | 317
Repairs and Maintenance of Buildings | 30.88.3 | Making connection of drain or sewer line with existing manhole including breaking into and making good the walls, floors with cement concrete 1:2:4 mix (1 cement: 2 coarse sand: 4 graded stone aggregate 20 mm nominal size) cement plastered on both sides with cement mortar 1:3 (1 cement: 3 coarse sand), finished with a floating coat of neat cement and making necessary channels for the drain etc. complete | For pipes 350 to 450 mm diameter | Each | 459
Repairs and Maintenance of Buildings | 30.89 | Disconnecting damaged overhead/terrace PVC water storage tank of any size from water supply line and removing from the terrace including shifting at ground level as per direction of Engineer-in-charge |  | Each | 119
Repairs and Maintenance of Buildings | 30.91 | Cleaning of chocked sewer line by diesel running vehicle mounting hydraulic operated high pressure suction cum jetting sewer cleaning machine fitted with pump having 4000 litres suction capacity and 6000 litres water jetting tank capacity including skilled operator, supervising engineer etc. for cleaning and partial desilting of manholes and dechocking of sewer lines. Dechocking and flushing of sewer line from one manhole to another by high pressure jetting system of 2200 PSI for sewer line from 150mm dia up to 300mm |  | Metre | 103
Repairs and Maintenance of Buildings | 30.92 | Cleaning of under ground sump, Over Head R.C.C. Tank (independent staging) including disposal of silt and rubbish, all as per direction of Engineer-in-Charge. The cleaning shall consist following operations:- (i)Tank shall be emptied of water by pumping & bottom shall be cleaned of silt and other deposits. (ii) Entire surface area of the sump shall then scrubbed thoroughly with wire brush etc. and pressure washed with water. (iii) Chlorination of RCC internal surface by liquid chlorine. (iv) The treated surface shall be dried using air jetting and all loose particles shall be removal from the surface. (v) Finally the surface shall be treated with ultraviolet radiation etc. as per direction of Engineer-in-Charge. SCAFFOLDING FOR REPAIR WORKS |  | Sqm | 36
Repairs and Maintenance of Buildings | 30.93 | Providing and fixing double scaffolding system (cup lock type) on the exterior side, up to seven story height made with 40 mm dia M.S. tube 1.5 m centre to centre, horizontal & vertical tubes joining with cup & lock system with M.S. tubes, M.S. tube Challies, M.S. clamps and M.S. staircase system in the scaffolding for working platform etc. and maintaining it in a serviceable condition for the required duration as approved and removing it there after.The scaffolding system shall be stiffened with bracings, runners, connection with the building etc wherever required for inspection of work at required locations with essential safety features for the workmen etc. complete as per directions and approval of Engineer-in-charge.The elevational area of the scaffolding shall be measured for payment purpose.The payment will be made once irrespective of duration of scaffolding. Note: - This item to be used for maintenance work judicially and where necessary deduction for scaffolding in the existing item is to be done |  | Sqm | 135
Repairs and Maintenance of Buildings | 30.94 | Providing and fixing double scaffolding system (cup lock type) on the exterior side of building/structure, up to 25 metre height, above ground level, including additional rows of scaffolding in stepped manner as per requirement of site, made with 40mm dia M.S. tube, placed 1.5 metre centre to centre, horizontal & vertical tubes joint with cup & lock system with M.S. Tubes, M.S. tube challis, M.S. clamps and staircase system in the scaffolding for working platform etc. and maintaining it in a serviceable condition for execution of work of cleaning and/ or pointing and/ or applying chemical and removing it thereafter. The scaffolding system shall be stiffened with bracings, runners, connecting with the building etc, wherever required, if feasible, for inspection of work at required locations with essential safety features for the workmen etc., complete as per directions and approval of Engineer-in-charge. Note:- (1) The elavational area of the scaffolding shall be measured for payment purpose. (2) The payment will be made once only for execution of all items for such works. (3) This item to be used for maintenance work judicially and where necessary deduction for scaffolding in the existing item is to be done |  | Sqm | 135
Strengthening and Retrofitting of Buildings | 31.1 | Providing and fixing hard drawn steel wire fabric of size 75 x25 mm mesh or other suitable size wire mesh to be fixed & firmly anchored to the concrete surface by means of "L" shaped mild steel shear key welded with existing reinforcement including the cost of materials, labour, tool & plants as approved by Engineer­ in-charge |  | Sqm | 678
Strengthening and Retrofitting of Buildings | 31.2.1 | Chipping of unsound/weak concrete material from slabs, beams, columns etc. with manual Chisel and/ or by standard power driven percussion type or of approved make including tapering of all edges, making square shoulders of cavities including cleaning the exposed concrete surface and reinforcement with wire brushes etc. and disposal of debris for all lead and lifts all complete as per direction of Engineer-In-Charge | 75mm average thickness | Sqm | 123
Strengthening and Retrofitting of Buildings | 31.2.2 | Chipping of unsound/weak concrete material from slabs, beams, columns etc. with manual Chisel and/ or by standard power driven percussion type or of approved make including tapering of all edges, making square shoulders of cavities including cleaning the exposed concrete surface and reinforcement with wire brushes etc. and disposal of debris for all lead and lifts all complete as per direction of Engineer-In-Charge | 50mm average thickness | Sqm | 84
Strengthening and Retrofitting of Buildings | 31.2.3 | Chipping of unsound/weak concrete material from slabs, beams, columns etc. with manual Chisel and/ or by standard power driven percussion type or of approved make including tapering of all edges, making square shoulders of cavities including cleaning the exposed concrete surface and reinforcement with wire brushes etc. and disposal of debris for all lead and lifts all complete as per direction of Engineer-In-Charge | 25 mm average thickness | Sqm | 43
Strengthening and Retrofitting of Buildings | 31.3.1 | Cleaning of reinforcement from rust from the reinforcing bars to give it a total rust free steel surface by using alkaline chemical rust remover of approved make with paint brush and removing loose particles after 24 hours of its application with wire brush and thoroughly washing with water and allowing it to dry, all complete as per direction of Engineer-In-Charge | Bars up to 12 mm diameter | Metre | 4
Strengthening and Retrofitting of Buildings | 31.3.2 | Cleaning of reinforcement from rust from the reinforcing bars to give it a total rust free steel surface by using alkaline chemical rust remover of approved make with paint brush and removing loose particles after 24 hours of its application with wire brush and thoroughly washing with water and allowing it to dry, all complete as per direction of Engineer-In-Charge | Bars above 12 mm diameter | Metre | 8
Strengthening and Retrofitting of Buildings | 31.4.1 | Providing, mixing and applying bonding coat of approved adhesive on chipped portion of RCC as per specifications and direction of Engineer-In-charge complete in all respect | SBR Polymer (@10% of cement weight) modified cementitious bond coat @ 2.2 kg cement per sqm of surface area mixed with specified proportion of approved polymer | Sqm | 90
Strengthening and Retrofitting of Buildings | 31.4.2 | Providing, mixing and applying bonding coat of approved adhesive on chipped portion of RCC as per specifications and direction of Engineer-In-charge complete in all respect | Epoxy bonding adhesive having coverage 2.20 sqm/kg of approved make | Sqm | 356
Strengthening and Retrofitting of Buildings | 31.5.1 | Providing, mixing and applying SBR polymer (of approved make @ minimum 2% by wt. of cement used) modified plain/reinforced cement concrete for structural members having minimum characteristic compressive strength [with ordinary portland cement, coarse sand and graded stone aggregate of 10mm maximum size in proportion as per design criteria] with specified average thickness. Note: Rates shall be for finished surface area of concrete and shall include the cost of labour, concrete and appropriate approved Super-Plasticiser for rendering concrete as flow able and SBR polymer but shall exclude cost of reinforcement, bond coat, Shear Keys, centering and shuttering, strutting, propping etc (Payment under this item shall be made only after proper wet curing has been done and surface has been satisfactorily evaluated by sounding/tapping with a blunt metal instrument) | 50mm thick in Grade M 25 with cement content not less than 330 kg per cum | Sqm | 320
Strengthening and Retrofitting of Buildings | 31.5.2 | Providing, mixing and applying SBR polymer (of approved make @ minimum 2% by wt. of cement used) modified plain/reinforced cement concrete for structural members having minimum characteristic compressive strength [with ordinary portland cement, coarse sand and graded stone aggregate of 10mm maximum size in proportion as per design criteria] with specified average thickness. Note: Rates shall be for finished surface area of concrete and shall include the cost of labour, concrete and appropriate approved Super-Plasticiser for rendering concrete as flow able and SBR polymer but shall exclude cost of reinforcement, bond coat, Shear Keys, centering and shuttering, strutting, propping etc (Payment under this item shall be made only after proper wet curing has been done and surface has been satisfactorily evaluated by sounding/tapping with a blunt metal instrument) | 75mm thick in Grade M 25 with cement content not less than 330 kg per cum | Sqm | 480
Strengthening and Retrofitting of Buildings | 31.6.1 | Providing and laying SBR Polymer modified (of approved make @ minimum 2% by wt. of cement used) plain/reinforced concrete jacket for the structural members e.g. columns, pillars, piers, beams etc with concrete having the specified minimum characteristic compressive strength [with ordinary portland cement, coarse sand and graded stone aggregate of 10mm maximum size in proportion as per design criteria] with specified average thickness all-round existing core of RCC member. Note: Rates shall be for finished surface area of concrete and shall include the cost of making holes in existing RCC slab, if required, for pouring concrete in shuttering mould of jacket and appropriate approved Super-Plasticiser for rendering concrete as flow able self compacting and SBR polymer but shall exclude cost of reinforcement, bond coat, Shear Keys, centering and shuttering, strutting, propping etc (Payment under this item shall be made only after proper wet curing has been done and surface has been satisfactorily evaluated by sounding/tapping with a blunt metal instrument} | 50mm thick in Grade M 25 with cement content not less than 330 kg per cum | Sqm | 320
Strengthening and Retrofitting of Buildings | 31.6.2 | Providing and laying SBR Polymer modified (of approved make @ minimum 2% by wt. of cement used) plain/reinforced concrete jacket for the structural members e.g. columns, pillars, piers, beams etc with concrete having the specified minimum characteristic compressive strength [with ordinary portland cement, coarse sand and graded stone aggregate of 10mm maximum size in proportion as per design criteria] with specified average thickness all-round existing core of RCC member. Note: Rates shall be for finished surface area of concrete and shall include the cost of making holes in existing RCC slab, if required, for pouring concrete in shuttering mould of jacket and appropriate approved Super-Plasticiser for rendering concrete as flow able self compacting and SBR polymer but shall exclude cost of reinforcement, bond coat, Shear Keys, centering and shuttering, strutting, propping etc (Payment under this item shall be made only after proper wet curing has been done and surface has been satisfactorily evaluated by sounding/tapping with a blunt metal instrument} | 75mm thick in Grade M 25 with cement content not less than 330 kg per cum | Sqm | 480
Strengthening and Retrofitting of Buildings | 31.6.3 | Providing and laying SBR Polymer modified (of approved make @ minimum 2% by wt. of cement used) plain/reinforced concrete jacket for the structural members e.g. columns, pillars, piers, beams etc with concrete having the specified minimum characteristic compressive strength [with ordinary portland cement, coarse sand and graded stone aggregate of 10mm maximum size in proportion as per design criteria] with specified average thickness all-round existing core of RCC member. Note: Rates shall be for finished surface area of concrete and shall include the cost of making holes in existing RCC slab, if required, for pouring concrete in shuttering mould of jacket and appropriate approved Super-Plasticiser for rendering concrete as flow able self compacting and SBR polymer but shall exclude cost of reinforcement, bond coat, Shear Keys, centering and shuttering, strutting, propping etc (Payment under this item shall be made only after proper wet curing has been done and surface has been satisfactorily evaluated by sounding/tapping with a blunt metal instrument} | 100mm thick in Grade M 25 with cement content not less than 330 kg per cum | Sqm | 640
Strengthening and Retrofitting of Buildings | 31.7.1 | Providing, mixing and applying SBR polymer (of approved make) modified Cement mortar in proportion of 1:4 (1 cement: 4 graded coarse sand with polymer minimum 2% by wt. of cement used) as per specifications and directions of Engineer-in-charge. Note: Measurement and payment: The pre-measurement of thickness shall be done just after the surface preparation is completed and Payment under this item shall be made only after proper wet curing has been done and surface has been satisfactorily evaluated by sounding / tapping with a blunt metal instrument and/or the 75mm size cube crushing strength at the end of 28 days to be not less than 30 N/sqmm2) | 12 mm average thickness | Sqm | 156
Strengthening and Retrofitting of Buildings | 31.7.2 | Providing, mixing and applying SBR polymer (of approved make) modified Cement mortar in proportion of 1:4 (1 cement: 4 graded coarse sand with polymer minimum 2% by wt. of cement used) as per specifications and directions of Engineer-in-charge. Note: Measurement and payment: The pre-measurement of thickness shall be done just after the surface preparation is completed and Payment under this item shall be made only after proper wet curing has been done and surface has been satisfactorily evaluated by sounding / tapping with a blunt metal instrument and/or the 75mm size cube crushing strength at the end of 28 days to be not less than 30 N/sqmm2) | 25 mm average thickness in 2 layers | Sqm | 264
Strengthening and Retrofitting of Buildings | 31.7.3 | Providing, mixing and applying SBR polymer (of approved make) modified Cement mortar in proportion of 1:4 (1 cement: 4 graded coarse sand with polymer minimum 2% by wt. of cement used) as per specifications and directions of Engineer-in-charge. Note: Measurement and payment: The pre-measurement of thickness shall be done just after the surface preparation is completed and Payment under this item shall be made only after proper wet curing has been done and surface has been satisfactorily evaluated by sounding / tapping with a blunt metal instrument and/or the 75mm size cube crushing strength at the end of 28 days to be not less than 30 N/sqmm2) | 50 mm average thickness in 3 layers | Sqm | 529
Strengthening and Retrofitting of Buildings | 31.8.1 | Providing and injecting approved grout in proportion recommended by the manufacturer into cracks/honey-comb area of concrete/masonry by suitable gun/pump at required pressure including cutting of nipples after curing etc. complete as per directions of Engineer-in-Charge. (The payment shall be made on the basis of actual weight of approved grout injected.) | Stirrer mixed Acrylic Polymer of approved make @ 2% of weight of cement used) modified Cement slurry made with non shrink compound in concrete/RCC work | KG | 42
Strengthening and Retrofitting of Buildings | 31.8.2 | Providing and injecting approved grout in proportion recommended by the manufacturer into cracks/honey-comb area of concrete/masonry by suitable gun/pump at required pressure including cutting of nipples after curing etc. complete as per directions of Engineer-in-Charge. (The payment shall be made on the basis of actual weight of approved grout injected.) | Stirrer mixed SBR Polymer (of approved make) modified Cement slurry made with Shrinkage Compensating Cement in concrete/RCC work | KG | 46
Strengthening and Retrofitting of Buildings | 31.8.3 | Providing and injecting approved grout in proportion recommended by the manufacturer into cracks/honey-comb area of concrete/masonry by suitable gun/pump at required pressure including cutting of nipples after curing etc. complete as per directions of Engineer-in-Charge. (The payment shall be made on the basis of actual weight of approved grout injected.) | Epoxy injection grout in concrete/RCC work of approved make | KG | 764
Strengthening and Retrofitting of Buildings | 31.9 | Cleaning of exposed concrete surface of sticking material including loose and foreign material by sand blasting with coarse sand followed by and including cleaning with oil free air blast as per direction of Engineer in charge |  | Sqm | 155
Strengthening and Retrofitting of Buildings | 31.10.1 | Shotcreting R.C.C. columns, beams and slabs etc. in layers with approved design mix concrete having the specified minimum characteristic compressive strength [with ordinary portland cement, coarse sand and graded stone aggregate of 10 mm maximum size in proportion as per design criteria] including the cost of centering and shuttering at edges and corners etc. as directed by Engineer- in-Charge Note: Rates shall include the providing necessary ground wires etc. The levelling gauges, if used, shall be paid for separately. Payment under this item shall be made only after proper wet curing has been done and surface has been satisfactorily evaluated by sounding/tapping with a blunt metal instrument | 25mm thick in Grade M 25 with cement content not less than 330 kg per cum | Sqm | 395
Strengthening and Retrofitting of Buildings | 31.10.2 | Shotcreting R.C.C. columns, beams and slabs etc. in layers with approved design mix concrete having the specified minimum characteristic compressive strength [with ordinary portland cement, coarse sand and graded stone aggregate of 10 mm maximum size in proportion as per design criteria] including the cost of centering and shuttering at edges and corners etc. as directed by Engineer- in-Charge Note: Rates shall include the providing necessary ground wires etc. The levelling gauges, if used, shall be paid for separately. Payment under this item shall be made only after proper wet curing has been done and surface has been satisfactorily evaluated by sounding/tapping with a blunt metal instrument | 50mm thick in Grade M 25 with cement content not less than 330 kg per cum | Sqm | 630
Strengthening and Retrofitting of Buildings | 31.10.3 | Shotcreting R.C.C. columns, beams and slabs etc. in layers with approved design mix concrete having the specified minimum characteristic compressive strength [with ordinary portland cement, coarse sand and graded stone aggregate of 10 mm maximum size in proportion as per design criteria] including the cost of centering and shuttering at edges and corners etc. as directed by Engineer- in-Charge Note: Rates shall include the providing necessary ground wires etc. The levelling gauges, if used, shall be paid for separately. Payment under this item shall be made only after proper wet curing has been done and surface has been satisfactorily evaluated by sounding/tapping with a blunt metal instrument | 75mm thick in Grade M 25 with cement content not less than 330 kg per cum | Sqm | 925
Strengthening and Retrofitting of Buildings | 31.11 | Providing and inserting 12mm dia galvanised steel injection nipple in honey comb area and along crack line including drilling of holes of required diametre (20mm to 30mm) up to depth from 30mm to 80mm at required spacing and making the hole & crack dust free by blowing compressed air, sealing the distance between injection nipple with adhesive chemical of approved make and allow it to cure complete as per direction of Engineer­ In-Charge |  | Each | 150
Strengthening and Retrofitting of Buildings | 31.12.1 | Drilling suitable holes in reinforced or plain cement concrete with power driven drill machine to a minimum depth of 100mm up to 200mm in RCC beams, lintels, columns and slabs to introduce steel bars for sunshades/balconies including fixing the steel bars in position using epoxy resin anchor grout of approved make but excluding the cost of reinforcement, all complete as per direction of Engineer-In-Charge | Up to and including 12mm dia | Each | 62
Strengthening and Retrofitting of Buildings | 31.12.2 | Drilling suitable holes in reinforced or plain cement concrete with power driven drill machine to a minimum depth of 100mm up to 200mm in RCC beams, lintels, columns and slabs to introduce steel bars for sunshades/balconies including fixing the steel bars in position using epoxy resin anchor grout of approved make but excluding the cost of reinforcement, all complete as per direction of Engineer-In-Charge | More than 12mm and up to 25mm dia | Each | 105
Strengthening and Retrofitting of Buildings | 31.13.1 | Providing, erecting, maintaining and removing temporary protective screens made out of specified fabric with all necessary fixing arrangement to ensure that it remains in position for the work duration as required by the Engineer-in-charge | Woven PVC cloth | Sqm | 42
Strengthening and Retrofitting of Buildings | 31.14.1 | Rebarring work with 10ml inject able mortar epoxy adhesive (Hybrid Urethane Methacrylate adhesive) or chemical compound of make as approved by Engineer-in-Charge complete in all respect including drilling and cost of all materials | 8mm dia (hole size 12 mm dia & depth up to 80 mm) | Each | 325
Strengthening and Retrofitting of Buildings | 31.14.2 | Rebarring work with 10ml inject able mortar epoxy adhesive (Hybrid Urethane Methacrylate adhesive) or chemical compound of make as approved by Engineer-in-Charge complete in all respect including drilling and cost of all materials | 10 mm dia (hole size 14 mm.& hole depth up to 100 mm) | Each | 584
Strengthening and Retrofitting of Buildings | 31.14.3 | Rebarring work with 10ml inject able mortar epoxy adhesive (Hybrid Urethane Methacrylate adhesive) or chemical compound of make as approved by Engineer-in-Charge complete in all respect including drilling and cost of all materials | 12mm dia (hole size 16mm.& hole depth up to 120 mm) | Each | 714
Strengthening and Retrofitting of Buildings | 31.14.4 | Rebarring work with 10ml inject able mortar epoxy adhesive (Hybrid Urethane Methacrylate adhesive) or chemical compound of make as approved by Engineer-in-Charge complete in all respect including drilling and cost of all materials | 16mm dia (hole size 20 mm dia & depth up to 200mm) | Each | 909
Strengthening and Retrofitting of Buildings | 31.14.5 | Rebarring work with 10ml inject able mortar epoxy adhesive (Hybrid Urethane Methacrylate adhesive) or chemical compound of make as approved by Engineer-in-Charge complete in all respect including drilling and cost of all materials | 20mm dia (hole size 24 mm dia & depth up to 240mm) | Each | 1104
Strengthening and Retrofitting of Buildings | 31.14.6 | Rebarring work with 10ml inject able mortar epoxy adhesive (Hybrid Urethane Methacrylate adhesive) or chemical compound of make as approved by Engineer-in-Charge complete in all respect including drilling and cost of all materials | 25mm dia (hole size 30 mm dia & depth up to 300 mm) | Each | 1298
Strengthening and Retrofitting of Buildings | 31.14.7 | Rebarring work with 10ml inject able mortar epoxy adhesive (Hybrid Urethane Methacrylate adhesive) or chemical compound of make as approved by Engineer-in-Charge complete in all respect including drilling and cost of all materials | 32 mm dia bar hole size 36 mm dia & depth up to 320 mm NEW TECHNOLOGY ITEMS PREFAB/PRECAST TECHNOLOGY | Each | 1428
Innovating Technologies, New Materials and Solar Panels | 32.1.1.1 | Fabrication & Manufacturing of Prestressed Hollow Core slab (Hollow area 25 to 30%) of different thickness & modular width 1200 mm in Controlled Factory Environment with approved methodology confirming to IS 10297:1982 by using long line casting method having arrangement of proper steel bed. Concreting should be done by batch mixing plant capable of producing zero slump concrete, transported through automatic shutters of standard make & layer on bed with the help of extruder/Slip former, finishing, curing and also provision of steam curing. Cutting, making necessary cut-out/holes of required sizes for services in slab element after achieving required strength, yard handling & stacking all complete as per approved shop drawings & design mix as per the direction of the Engineer-in- charge. (Cost of strands should be paid separately). Note:Less cement used as par design mix is recoverable. However no extra payment shall be made if excess cement is used as per design mix — Concrete Grade-M-40 (cement content 400 kg ) | 100 mm thick hollow core slab | Metre | 625
Innovating Technologies, New Materials and Solar Panels | 32.1.1.2 | Fabrication & Manufacturing of Prestressed Hollow Core slab (Hollow area 25 to 30%) of different thickness & modular width 1200 mm in Controlled Factory Environment with approved methodology confirming to IS 10297:1982 by using long line casting method having arrangement of proper steel bed. Concreting should be done by batch mixing plant capable of producing zero slump concrete, transported through automatic shutters of standard make & layer on bed with the help of extruder/Slip former, finishing, curing and also provision of steam curing. Cutting, making necessary cut-out/holes of required sizes for services in slab element after achieving required strength, yard handling & stacking all complete as per approved shop drawings & design mix as per the direction of the Engineer-in- charge. (Cost of strands should be paid separately). Note:Less cement used as par design mix is recoverable. However no extra payment shall be made if excess cement is used as per design mix — Concrete Grade-M-40 (cement content 400 kg ) | 120 mm thick hollow core slab | Metre | 776
Innovating Technologies, New Materials and Solar Panels | 32.1.1.3 | Fabrication & Manufacturing of Prestressed Hollow Core slab (Hollow area 25 to 30%) of different thickness & modular width 1200 mm in Controlled Factory Environment with approved methodology confirming to IS 10297:1982 by using long line casting method having arrangement of proper steel bed. Concreting should be done by batch mixing plant capable of producing zero slump concrete, transported through automatic shutters of standard make & layer on bed with the help of extruder/Slip former, finishing, curing and also provision of steam curing. Cutting, making necessary cut-out/holes of required sizes for services in slab element after achieving required strength, yard handling & stacking all complete as per approved shop drawings & design mix as per the direction of the Engineer-in- charge. (Cost of strands should be paid separately). Note:Less cement used as par design mix is recoverable. However no extra payment shall be made if excess cement is used as per design mix — Concrete Grade-M-40 (cement content 400 kg ) | 150 mm thick hollow core slab | Metre | 945
Innovating Technologies, New Materials and Solar Panels | 32.1.1.4 | Fabrication & Manufacturing of Prestressed Hollow Core slab (Hollow area 25 to 30%) of different thickness & modular width 1200 mm in Controlled Factory Environment with approved methodology confirming to IS 10297:1982 by using long line casting method having arrangement of proper steel bed. Concreting should be done by batch mixing plant capable of producing zero slump concrete, transported through automatic shutters of standard make & layer on bed with the help of extruder/Slip former, finishing, curing and also provision of steam curing. Cutting, making necessary cut-out/holes of required sizes for services in slab element after achieving required strength, yard handling & stacking all complete as per approved shop drawings & design mix as per the direction of the Engineer-in- charge. (Cost of strands should be paid separately). Note:Less cement used as par design mix is recoverable. However no extra payment shall be made if excess cement is used as per design mix — Concrete Grade-M-40 (cement content 400 kg ) | 200 mm thick hollow core slab | Metre | 1154
Innovating Technologies, New Materials and Solar Panels | 32.1.1.5 | Fabrication & Manufacturing of Prestressed Hollow Core slab (Hollow area 25 to 30%) of different thickness & modular width 1200 mm in Controlled Factory Environment with approved methodology confirming to IS 10297:1982 by using long line casting method having arrangement of proper steel bed. Concreting should be done by batch mixing plant capable of producing zero slump concrete, transported through automatic shutters of standard make & layer on bed with the help of extruder/Slip former, finishing, curing and also provision of steam curing. Cutting, making necessary cut-out/holes of required sizes for services in slab element after achieving required strength, yard handling & stacking all complete as per approved shop drawings & design mix as per the direction of the Engineer-in- charge. (Cost of strands should be paid separately). Note:Less cement used as par design mix is recoverable. However no extra payment shall be made if excess cement is used as per design mix — Concrete Grade-M-40 (cement content 400 kg ) | 250 mm thick hollow core slab | Metre | 1419
Innovating Technologies, New Materials and Solar Panels | 32.1.1.6 | Fabrication & Manufacturing of Prestressed Hollow Core slab (Hollow area 25 to 30%) of different thickness & modular width 1200 mm in Controlled Factory Environment with approved methodology confirming to IS 10297:1982 by using long line casting method having arrangement of proper steel bed. Concreting should be done by batch mixing plant capable of producing zero slump concrete, transported through automatic shutters of standard make & layer on bed with the help of extruder/Slip former, finishing, curing and also provision of steam curing. Cutting, making necessary cut-out/holes of required sizes for services in slab element after achieving required strength, yard handling & stacking all complete as per approved shop drawings & design mix as per the direction of the Engineer-in- charge. (Cost of strands should be paid separately). Note:Less cement used as par design mix is recoverable. However no extra payment shall be made if excess cement is used as per design mix — Concrete Grade-M-40 (cement content 400 kg ) | 300 mm thick hollow core slab | Metre | 1684
Innovating Technologies, New Materials and Solar Panels | 32.1.1.7 | Fabrication & Manufacturing of Prestressed Hollow Core slab (Hollow area 25 to 30%) of different thickness & modular width 1200 mm in Controlled Factory Environment with approved methodology confirming to IS 10297:1982 by using long line casting method having arrangement of proper steel bed. Concreting should be done by batch mixing plant capable of producing zero slump concrete, transported through automatic shutters of standard make & layer on bed with the help of extruder/Slip former, finishing, curing and also provision of steam curing. Cutting, making necessary cut-out/holes of required sizes for services in slab element after achieving required strength, yard handling & stacking all complete as per approved shop drawings & design mix as per the direction of the Engineer-in- charge. (Cost of strands should be paid separately). Note:Less cement used as par design mix is recoverable. However no extra payment shall be made if excess cement is used as per design mix — Concrete Grade-M-40 (cement content 400 kg ) | 350 mm thick hollow core slab | Metre | 1948
Innovating Technologies, New Materials and Solar Panels | 32.1.1.8 | Fabrication & Manufacturing of Prestressed Hollow Core slab (Hollow area 25 to 30%) of different thickness & modular width 1200 mm in Controlled Factory Environment with approved methodology confirming to IS 10297:1982 by using long line casting method having arrangement of proper steel bed. Concreting should be done by batch mixing plant capable of producing zero slump concrete, transported through automatic shutters of standard make & layer on bed with the help of extruder/Slip former, finishing, curing and also provision of steam curing. Cutting, making necessary cut-out/holes of required sizes for services in slab element after achieving required strength, yard handling & stacking all complete as per approved shop drawings & design mix as per the direction of the Engineer-in- charge. (Cost of strands should be paid separately). Note:Less cement used as par design mix is recoverable. However no extra payment shall be made if excess cement is used as per design mix — Concrete Grade-M-40 (cement content 400 kg ) | 400 mm thick hollow core slab | Metre | 2213
Innovating Technologies, New Materials and Solar Panels | 32.1.2.1 | Fabrication & Manufacturing of Prestressed Hollow Core slab (Hollow area 25 to 30%) of different thickness & modular width 1200 mm in Controlled Factory Environment with approved methodology confirming to IS 10297:1982 by using long line casting method having arrangement of proper steel bed. Concreting should be done by batch mixing plant capable of producing zero slump concrete, transported through automatic shutters of standard make & layer on bed with the help of extruder/Slip former, finishing, curing and also provision of steam curing. Cutting, making necessary cut-out/holes of required sizes for services in slab element after achieving required strength, yard handling & stacking all complete as per approved shop drawings & design mix as per the direction of the Engineer-in- charge. (Cost of strands should be paid separately). Note:Less cement used as par design mix is recoverable. However no extra payment shall be made if excess cement is used as per design mix — Extra for using M-50 (Cement content 425 kg) instead of M-40 | 100mm thick hollow core slab | Metre | 17
Innovating Technologies, New Materials and Solar Panels | 32.1.2.2 | Fabrication & Manufacturing of Prestressed Hollow Core slab (Hollow area 25 to 30%) of different thickness & modular width 1200 mm in Controlled Factory Environment with approved methodology confirming to IS 10297:1982 by using long line casting method having arrangement of proper steel bed. Concreting should be done by batch mixing plant capable of producing zero slump concrete, transported through automatic shutters of standard make & layer on bed with the help of extruder/Slip former, finishing, curing and also provision of steam curing. Cutting, making necessary cut-out/holes of required sizes for services in slab element after achieving required strength, yard handling & stacking all complete as per approved shop drawings & design mix as per the direction of the Engineer-in- charge. (Cost of strands should be paid separately). Note:Less cement used as par design mix is recoverable. However no extra payment shall be made if excess cement is used as per design mix — Extra for using M-50 (Cement content 425 kg) instead of M-40 | 120mm thick hollow core slab | Metre | 20
Innovating Technologies, New Materials and Solar Panels | 32.1.2.3 | Fabrication & Manufacturing of Prestressed Hollow Core slab (Hollow area 25 to 30%) of different thickness & modular width 1200 mm in Controlled Factory Environment with approved methodology confirming to IS 10297:1982 by using long line casting method having arrangement of proper steel bed. Concreting should be done by batch mixing plant capable of producing zero slump concrete, transported through automatic shutters of standard make & layer on bed with the help of extruder/Slip former, finishing, curing and also provision of steam curing. Cutting, making necessary cut-out/holes of required sizes for services in slab element after achieving required strength, yard handling & stacking all complete as per approved shop drawings & design mix as per the direction of the Engineer-in- charge. (Cost of strands should be paid separately). Note:Less cement used as par design mix is recoverable. However no extra payment shall be made if excess cement is used as per design mix — Extra for using M-50 (Cement content 425 kg) instead of M-40 | 150mm thick hollow core slab | Metre | 25
Innovating Technologies, New Materials and Solar Panels | 32.1.2.4 | Fabrication & Manufacturing of Prestressed Hollow Core slab (Hollow area 25 to 30%) of different thickness & modular width 1200 mm in Controlled Factory Environment with approved methodology confirming to IS 10297:1982 by using long line casting method having arrangement of proper steel bed. Concreting should be done by batch mixing plant capable of producing zero slump concrete, transported through automatic shutters of standard make & layer on bed with the help of extruder/Slip former, finishing, curing and also provision of steam curing. Cutting, making necessary cut-out/holes of required sizes for services in slab element after achieving required strength, yard handling & stacking all complete as per approved shop drawings & design mix as per the direction of the Engineer-in- charge. (Cost of strands should be paid separately). Note:Less cement used as par design mix is recoverable. However no extra payment shall be made if excess cement is used as per design mix — Extra for using M-50 (Cement content 425 kg) instead of M-40 | 200mm thick hollow core slab | Metre | 31
Innovating Technologies, New Materials and Solar Panels | 32.1.2.5 | Fabrication & Manufacturing of Prestressed Hollow Core slab (Hollow area 25 to 30%) of different thickness & modular width 1200 mm in Controlled Factory Environment with approved methodology confirming to IS 10297:1982 by using long line casting method having arrangement of proper steel bed. Concreting should be done by batch mixing plant capable of producing zero slump concrete, transported through automatic shutters of standard make & layer on bed with the help of extruder/Slip former, finishing, curing and also provision of steam curing. Cutting, making necessary cut-out/holes of required sizes for services in slab element after achieving required strength, yard handling & stacking all complete as per approved shop drawings & design mix as per the direction of the Engineer-in- charge. (Cost of strands should be paid separately). Note:Less cement used as par design mix is recoverable. However no extra payment shall be made if excess cement is used as per design mix — Extra for using M-50 (Cement content 425 kg) instead of M-40 | 250mm thick hollow core slab | Metre | 39
Innovating Technologies, New Materials and Solar Panels | 32.1.2.6 | Fabrication & Manufacturing of Prestressed Hollow Core slab (Hollow area 25 to 30%) of different thickness & modular width 1200 mm in Controlled Factory Environment with approved methodology confirming to IS 10297:1982 by using long line casting method having arrangement of proper steel bed. Concreting should be done by batch mixing plant capable of producing zero slump concrete, transported through automatic shutters of standard make & layer on bed with the help of extruder/Slip former, finishing, curing and also provision of steam curing. Cutting, making necessary cut-out/holes of required sizes for services in slab element after achieving required strength, yard handling & stacking all complete as per approved shop drawings & design mix as per the direction of the Engineer-in- charge. (Cost of strands should be paid separately). Note:Less cement used as par design mix is recoverable. However no extra payment shall be made if excess cement is used as per design mix — Extra for using M-50 (Cement content 425 kg) instead of M-40 | 300mm thick hollow core slab | Metre | 47
Innovating Technologies, New Materials and Solar Panels | 32.1.2.7 | Fabrication & Manufacturing of Prestressed Hollow Core slab (Hollow area 25 to 30%) of different thickness & modular width 1200 mm in Controlled Factory Environment with approved methodology confirming to IS 10297:1982 by using long line casting method having arrangement of proper steel bed. Concreting should be done by batch mixing plant capable of producing zero slump concrete, transported through automatic shutters of standard make & layer on bed with the help of extruder/Slip former, finishing, curing and also provision of steam curing. Cutting, making necessary cut-out/holes of required sizes for services in slab element after achieving required strength, yard handling & stacking all complete as per approved shop drawings & design mix as per the direction of the Engineer-in- charge. (Cost of strands should be paid separately). Note:Less cement used as par design mix is recoverable. However no extra payment shall be made if excess cement is used as per design mix — Extra for using M-50 (Cement content 425 kg) instead of M-40 | 350mm thick hollow core slab | Metre | 55
Innovating Technologies, New Materials and Solar Panels | 32.1.2.8 | Fabrication & Manufacturing of Prestressed Hollow Core slab (Hollow area 25 to 30%) of different thickness & modular width 1200 mm in Controlled Factory Environment with approved methodology confirming to IS 10297:1982 by using long line casting method having arrangement of proper steel bed. Concreting should be done by batch mixing plant capable of producing zero slump concrete, transported through automatic shutters of standard make & layer on bed with the help of extruder/Slip former, finishing, curing and also provision of steam curing. Cutting, making necessary cut-out/holes of required sizes for services in slab element after achieving required strength, yard handling & stacking all complete as per approved shop drawings & design mix as per the direction of the Engineer-in- charge. (Cost of strands should be paid separately). Note:Less cement used as par design mix is recoverable. However no extra payment shall be made if excess cement is used as per design mix — Extra for using M-50 (Cement content 425 kg) instead of M-40 | 400mm thick hollow core slab | Metre | 63
Innovating Technologies, New Materials and Solar Panels | 32.1.3.1 | Fabrication & Manufacturing of Prestressed Hollow Core slab (Hollow area 25 to 30%) of different thickness & modular width 1200 mm in Controlled Factory Environment with approved methodology confirming to IS 10297:1982 by using long line casting method having arrangement of proper steel bed. Concreting should be done by batch mixing plant capable of producing zero slump concrete, transported through automatic shutters of standard make & layer on bed with the help of extruder/Slip former, finishing, curing and also provision of steam curing. Cutting, making necessary cut-out/holes of required sizes for services in slab element after achieving required strength, yard handling & stacking all complete as per approved shop drawings & design mix as per the direction of the Engineer-in- charge. (Cost of strands should be paid separately). Note:Less cement used as par design mix is recoverable. However no extra payment shall be made if excess cement is used as per design mix — Extra for using M-60 (Cement content 440 kg) instead of M-40 | 100mm thick hollow core slab | Metre | 27
Innovating Technologies, New Materials and Solar Panels | 32.1.3.2 | Fabrication & Manufacturing of Prestressed Hollow Core slab (Hollow area 25 to 30%) of different thickness & modular width 1200 mm in Controlled Factory Environment with approved methodology confirming to IS 10297:1982 by using long line casting method having arrangement of proper steel bed. Concreting should be done by batch mixing plant capable of producing zero slump concrete, transported through automatic shutters of standard make & layer on bed with the help of extruder/Slip former, finishing, curing and also provision of steam curing. Cutting, making necessary cut-out/holes of required sizes for services in slab element after achieving required strength, yard handling & stacking all complete as per approved shop drawings & design mix as per the direction of the Engineer-in- charge. (Cost of strands should be paid separately). Note:Less cement used as par design mix is recoverable. However no extra payment shall be made if excess cement is used as per design mix — Extra for using M-60 (Cement content 440 kg) instead of M-40 | 120mm thick hollow core slab | Metre | 32
Innovating Technologies, New Materials and Solar Panels | 32.1.3.3 | Fabrication & Manufacturing of Prestressed Hollow Core slab (Hollow area 25 to 30%) of different thickness & modular width 1200 mm in Controlled Factory Environment with approved methodology confirming to IS 10297:1982 by using long line casting method having arrangement of proper steel bed. Concreting should be done by batch mixing plant capable of producing zero slump concrete, transported through automatic shutters of standard make & layer on bed with the help of extruder/Slip former, finishing, curing and also provision of steam curing. Cutting, making necessary cut-out/holes of required sizes for services in slab element after achieving required strength, yard handling & stacking all complete as per approved shop drawings & design mix as per the direction of the Engineer-in- charge. (Cost of strands should be paid separately). Note:Less cement used as par design mix is recoverable. However no extra payment shall be made if excess cement is used as per design mix — Extra for using M-60 (Cement content 440 kg) instead of M-40 | 150mm thick hollow core slab | Metre | 40
Innovating Technologies, New Materials and Solar Panels | 32.1.3.4 | Fabrication & Manufacturing of Prestressed Hollow Core slab (Hollow area 25 to 30%) of different thickness & modular width 1200 mm in Controlled Factory Environment with approved methodology confirming to IS 10297:1982 by using long line casting method having arrangement of proper steel bed. Concreting should be done by batch mixing plant capable of producing zero slump concrete, transported through automatic shutters of standard make & layer on bed with the help of extruder/Slip former, finishing, curing and also provision of steam curing. Cutting, making necessary cut-out/holes of required sizes for services in slab element after achieving required strength, yard handling & stacking all complete as per approved shop drawings & design mix as per the direction of the Engineer-in- charge. (Cost of strands should be paid separately). Note:Less cement used as par design mix is recoverable. However no extra payment shall be made if excess cement is used as per design mix — Extra for using M-60 (Cement content 440 kg) instead of M-40 | 200mm thick hollow core slab | Metre | 50
Innovating Technologies, New Materials and Solar Panels | 32.1.3.5 | Fabrication & Manufacturing of Prestressed Hollow Core slab (Hollow area 25 to 30%) of different thickness & modular width 1200 mm in Controlled Factory Environment with approved methodology confirming to IS 10297:1982 by using long line casting method having arrangement of proper steel bed. Concreting should be done by batch mixing plant capable of producing zero slump concrete, transported through automatic shutters of standard make & layer on bed with the help of extruder/Slip former, finishing, curing and also provision of steam curing. Cutting, making necessary cut-out/holes of required sizes for services in slab element after achieving required strength, yard handling & stacking all complete as per approved shop drawings & design mix as per the direction of the Engineer-in- charge. (Cost of strands should be paid separately). Note:Less cement used as par design mix is recoverable. However no extra payment shall be made if excess cement is used as per design mix — Extra for using M-60 (Cement content 440 kg) instead of M-40 | 250mm thick hollow core slab | Metre | 63
Innovating Technologies, New Materials and Solar Panels | 32.1.3.6 | Fabrication & Manufacturing of Prestressed Hollow Core slab (Hollow area 25 to 30%) of different thickness & modular width 1200 mm in Controlled Factory Environment with approved methodology confirming to IS 10297:1982 by using long line casting method having arrangement of proper steel bed. Concreting should be done by batch mixing plant capable of producing zero slump concrete, transported through automatic shutters of standard make & layer on bed with the help of extruder/Slip former, finishing, curing and also provision of steam curing. Cutting, making necessary cut-out/holes of required sizes for services in slab element after achieving required strength, yard handling & stacking all complete as per approved shop drawings & design mix as per the direction of the Engineer-in- charge. (Cost of strands should be paid separately). Note:Less cement used as par design mix is recoverable. However no extra payment shall be made if excess cement is used as per design mix — Extra for using M-60 (Cement content 440 kg) instead of M-40 | 300mm thick hollow core slab | Metre | 75
Innovating Technologies, New Materials and Solar Panels | 32.1.3.7 | Fabrication & Manufacturing of Prestressed Hollow Core slab (Hollow area 25 to 30%) of different thickness & modular width 1200 mm in Controlled Factory Environment with approved methodology confirming to IS 10297:1982 by using long line casting method having arrangement of proper steel bed. Concreting should be done by batch mixing plant capable of producing zero slump concrete, transported through automatic shutters of standard make & layer on bed with the help of extruder/Slip former, finishing, curing and also provision of steam curing. Cutting, making necessary cut-out/holes of required sizes for services in slab element after achieving required strength, yard handling & stacking all complete as per approved shop drawings & design mix as per the direction of the Engineer-in- charge. (Cost of strands should be paid separately). Note:Less cement used as par design mix is recoverable. However no extra payment shall be made if excess cement is used as per design mix — Extra for using M-60 (Cement content 440 kg) instead of M-40 | 350mm thick hollow core slab 32.1.3.B 400mm thick hollow core slab | Metre | 88
Innovating Technologies, New Materials and Solar Panels | 32.2.1 | Fabrication and manufacturing of solid precast concrete element with provisions of shear keys, connecting loops, dowel tubes and proper lifting accessories for walls, beams, slabs, stairs, column etc, of various thickness, shape and size of different concrete grades manufactured in controlled factory environment with approved methodology including moulds (Pallet system, Tilts form, table moulds, battery moulds, vertical moulds, beam moulds, column moulds, staircase moulds, Facade mould, etc.), mixing, transporting and placing of concrete, vibrating, curing, finishing, making necessary cut-out/holes of required sizes for services, yard handling & stacking all complete as per IS 11447:1985 and as per approved shop drawings and design mix as per the direction of Engineer-in-Charge (Cost of reinforcement, Mechanical, Electrical and Plumbing inserts will be paid separately). Note:Less cement used as per design mix is recoverable. However no extra payment shall be made if excess cement is used as par design mix | Concrete grade M-35 (Cement content 370 kgs) | Cum | 10719
Innovating Technologies, New Materials and Solar Panels | 32.2.2 | Fabrication and manufacturing of solid precast concrete element with provisions of shear keys, connecting loops, dowel tubes and proper lifting accessories for walls, beams, slabs, stairs, column etc, of various thickness, shape and size of different concrete grades manufactured in controlled factory environment with approved methodology including moulds (Pallet system, Tilts form, table moulds, battery moulds, vertical moulds, beam moulds, column moulds, staircase moulds, Facade mould, etc.), mixing, transporting and placing of concrete, vibrating, curing, finishing, making necessary cut-out/holes of required sizes for services, yard handling & stacking all complete as per IS 11447:1985 and as per approved shop drawings and design mix as per the direction of Engineer-in-Charge (Cost of reinforcement, Mechanical, Electrical and Plumbing inserts will be paid separately). Note:Less cement used as per design mix is recoverable. However no extra payment shall be made if excess cement is used as par design mix | Extra for using M-40 (Cement content 400 kg) instead of M-35 | Cum | 224
Innovating Technologies, New Materials and Solar Panels | 32.2.3 | Fabrication and manufacturing of solid precast concrete element with provisions of shear keys, connecting loops, dowel tubes and proper lifting accessories for walls, beams, slabs, stairs, column etc, of various thickness, shape and size of different concrete grades manufactured in controlled factory environment with approved methodology including moulds (Pallet system, Tilts form, table moulds, battery moulds, vertical moulds, beam moulds, column moulds, staircase moulds, Facade mould, etc.), mixing, transporting and placing of concrete, vibrating, curing, finishing, making necessary cut-out/holes of required sizes for services, yard handling & stacking all complete as per IS 11447:1985 and as per approved shop drawings and design mix as per the direction of Engineer-in-Charge (Cost of reinforcement, Mechanical, Electrical and Plumbing inserts will be paid separately). Note:Less cement used as per design mix is recoverable. However no extra payment shall be made if excess cement is used as par design mix | Extra for using M-50 (Cement content 425 kg) instead of M-35 | Cum | 411
Innovating Technologies, New Materials and Solar Panels | 32.2.4 | Fabrication and manufacturing of solid precast concrete element with provisions of shear keys, connecting loops, dowel tubes and proper lifting accessories for walls, beams, slabs, stairs, column etc, of various thickness, shape and size of different concrete grades manufactured in controlled factory environment with approved methodology including moulds (Pallet system, Tilts form, table moulds, battery moulds, vertical moulds, beam moulds, column moulds, staircase moulds, Facade mould, etc.), mixing, transporting and placing of concrete, vibrating, curing, finishing, making necessary cut-out/holes of required sizes for services, yard handling & stacking all complete as per IS 11447:1985 and as per approved shop drawings and design mix as per the direction of Engineer-in-Charge (Cost of reinforcement, Mechanical, Electrical and Plumbing inserts will be paid separately). Note:Less cement used as per design mix is recoverable. However no extra payment shall be made if excess cement is used as par design mix | Extra for using M-60 (Cement content 440 kg) instead of M-35 | Cum | 523
Innovating Technologies, New Materials and Solar Panels | 32.3 | Providing & laying in position Prestressing steel strands (low relaxation) on hollow core bed by using mechanical pulling arrangement like Rabbit/ Bed master including all accessories for Stressing & destressing operations as per approved make conforming to IS1343 & grade FY-1860 etc, complete as per drawings and direction of Engineer -in-charge |  | KG | 145
Innovating Technologies, New Materials and Solar Panels | 32.4.1 | Transportation of Precast Elements by flat bed Trailer (Double / Triple axle 40ft Length with proper accessories like A frame etc) from factory, including the cost of loading, unloading & stacking at site with the help of required capacity cranes | Lead within 15km | Tonne | 316
Innovating Technologies, New Materials and Solar Panels | 32.4.2 | Transportation of Precast Elements by flat bed Trailer (Double / Triple axle 40ft Length with proper accessories like A frame etc) from factory, including the cost of loading, unloading & stacking at site with the help of required capacity cranes | Add/Deduct over item 32.4.1 for every additional lead of 5 km | Tonne | 31
Innovating Technologies, New Materials and Solar Panels | 32.5.1 | Erection & Installation of Precast/Prestressed Concrete elements in correct & final position with proper line level and plumb at site making all arrangements (i.e. cranes, push-pull jacks & all another T & P for lifting Placing & Alignment of elements, within erection tolerance as per IS 15916 as per approved shop drawings and all complete as per the direction of Engineer-in­ Charge but excluding the cost of sim pads, non shrink grout and steel works i.e. hangers. All work up to fourth floor | Prestressed hollow core Slab up to 200 mm | Sqm | 175
Innovating Technologies, New Materials and Solar Panels | 32.5.2 | Erection & Installation of Precast/Prestressed Concrete elements in correct & final position with proper line level and plumb at site making all arrangements (i.e. cranes, push-pull jacks & all another T & P for lifting Placing & Alignment of elements, within erection tolerance as per IS 15916 as per approved shop drawings and all complete as per the direction of Engineer-in­ Charge but excluding the cost of sim pads, non shrink grout and steel works i.e. hangers. All work up to fourth floor | Prestressed hollow core slab above 200 mm up to 400 mm thickness | Sqm | 355
Innovating Technologies, New Materials and Solar Panels | 32.5.3 | Erection & Installation of Precast/Prestressed Concrete elements in correct & final position with proper line level and plumb at site making all arrangements (i.e. cranes, push-pull jacks & all another T & P for lifting Placing & Alignment of elements, within erection tolerance as per IS 15916 as per approved shop drawings and all complete as per the direction of Engineer-in­ Charge but excluding the cost of sim pads, non shrink grout and steel works i.e. hangers. All work up to fourth floor | Solid concrete wall elements | Cum | 2017
Innovating Technologies, New Materials and Solar Panels | 32.6.1 | Providing & Applying weather proof sealant on outer joints of approved make confirming to IS & directed by Engineer-in- charge | Sealant 25mmx10mm at joints | Metre | 123
Innovating Technologies, New Materials and Solar Panels | 32.7.1 | Providing & Laying of levelling sim pads required sizes (5x5cm to 1Ox10cm) of PVC / Rubber to adjust level of bearing surface of supporting members as per the direction of Engineer in charge | 2mm thick | Each | 18
Innovating Technologies, New Materials and Solar Panels | 32.7.2 | Providing & Laying of levelling sim pads required sizes (5x5cm to 1Ox10cm) of PVC / Rubber to adjust level of bearing surface of supporting members as per the direction of Engineer in charge | 5 mm thick | Each | 24
Innovating Technologies, New Materials and Solar Panels | 32.7.3 | Providing & Laying of levelling sim pads required sizes (5x5cm to 1Ox10cm) of PVC / Rubber to adjust level of bearing surface of supporting members as per the direction of Engineer in charge | 10 mm thick | Each | 37
Innovating Technologies, New Materials and Solar Panels | 32.8.1 | Providing & Grouting of dowel tubes / Shear keys / Joints of precast members with M-60 grade cementitious grout (Non Shrink) of approved make by suitable means ( Free flowing /pump),curing etc. Complete as per directions of Engineer-in- charge. (The payment shall be made on the basis of actual weight of approved grout injected.) | Stirrer mixed cementitious grout (non shrink) of approved make in dowel tubes/ Shear keys/ Joints of precast members. COLD FORM LIGHT GAUGE STEEL FRAMED STRUCTURE | KG | 53
Innovating Technologies, New Materials and Solar Panels | 32.9 | Designing, providing, installing and fixing factory finished custom designed cold form Light Gauge Steel Framed super structure comprising of steel wall panel, trusses, purlins etc manufactured out of minimum 0.75 mm thick steel sheet as per design requirements. The steel sheet shall be galvanized (AZ-150gms Aluminium Zinc Alloy coa'8d sl8el having minimum yield strength 300-550 Mpa) conforming to AISI specifications and IBC 2009 for cold formed steel framing and construction and also as per IS: 875-1087, ISO 800-1984 and IS:801· 1975. The wind load shall be as per provisions of IS 875 (part -111). LGSFS frame shall be designed as per IS: 801 using commercially available software such as Frame CAD Pro-11.7/ STAAD PRO­ V8i/ArchitekV2.5.18/ Rivet architecture-2011 or equivalent. Proper usage of Connection Accessories like Heavy Duty Tension Ties, Light Duty Hold-<>ns, Twist Strap, (to connect truss with wall frames), Strong Tie, Tie Rod, H-Brackets, Boxing Sections, L· Shaped Angles for better structural stability. The framing section shall be cold form C· type having minimum web depth 89 mm x 39mm flange x 11 mm lip in required length as per structural design requirement duly punched with dimple/slot at required locations as per approved drawings. The slots will be along centre line of webs and shall be spaced minimum 250mm away from both anda of the member. The frame can be supplied in panellized or knock down condition in specific dimensions and fastened with screws extending through the steel beyond by minimum of three exposed threads. All self drilling lapping screws for joining the members shaU have a Type II coating in accordance with ASTM B633(13) or equivalent corrosion protection of gauge 1 o & 12, TPI 16 & 8 of length 20mm. The frames shall be fixed to RCC slab or Tie beam over Neoprene rubber using self expanding carbon steel anchor bolt of dia as per approved drawings. design subject to minimum 12mm diameter and 121 mm length conforming to AISI 304 and 318 at 500mm c/c with minimum embeclment of 100mm in RCC (RCC to be paid separately) and loca'8d not more than 300mm from comers or termination of bottom tracks complete in all respects. The item also includes the submission of stability reports duly examined and issued by any NrT/IIT. The rate includes the concept design, detailed design, fabrication of sections, transportation, installation and all required fixing arrangement at site as described above |  | KG | 191
Innovating Technologies, New Materials and Solar Panels | 32.10 | Providing and fixing of external wall system on Light gauge steel frame work with outer face having 6mm thick heavy duty fibre cement board fixed on 9mm thick heavy duty fibre cement board confirming to IS 14862:2000, category IV type A (High pressure steam cured) as per standard sizes fixed with self-drilling / taping screws/ fasteners @ 60cm c/c of approved make. A grove of 2 mm to 3mm shall be maintained and groves shall be sealed with silicon based sealant. The board shall be fixed in a staggered pattern. Screws shall be of counter sunk rib head of 1.60mm to 4 mm thick of 8 to 10 gauge of length varying from 25 to 45 mm and internal face 12.5mm thick gypsum plaster board fixed on 8mm thick fibre cement board confirming to IS 14862:2000 of category Ill type B (High pressure steam cured) as per standard sizes fixed with self-drilling I taping screws/ fasteners @ 60cm c/c of approved make, proper taping and jointing to be done using fibre mesh tape and epoxy and acrylic based jointing compound for seamless finish.(cost of frame work to be paid for separately) |  | Sqm | 2908
Innovating Technologies, New Materials and Solar Panels | 32.11 | Providing and fixing internal wall panels on Light gauge steel frame work with 12.5mm thick gypsum plaster board conforming IS 2095:2011 fixed on 8mm thick fibre cement board conforming to IS 14862:2000 of category Ill type B (High pressure steam cured) as per standard sizes fixed with self-drilling / taping screws / fasteners@ 60cm c/c of approved make, Screws shall be of counter sunk rib head of 1.60mm to 4 mm thick of B to 1O gauge of length varying from 25 to 45 mm. Proper taping and jointing to be done using fibre mesh tape and epoxy and acrylic based jointing compound for seamless finish.(cost of frame work to be paid for separately) EPS CORE WALLS AND ROOF PANELS |  | Sqm | 1825
Innovating Technologies, New Materials and Solar Panels | 32.12 | Providing and fixing in position, 200 mm thick factory made Expanded Polystyrene Core (EPS Core) wall panels consisting of EPS core sandwiched between two Engineered sheets of welded wire fabric mesh duly finished with shotcrete materials on outer faces. The fabric mesh shall be made of 3 mm dia G.I. wire mesh with 50 mm pitch in both the directions and on both faces of the wall, kept at 120-135 mm gap and connected by the zig zag G.I. wire of 3 mm dia at alternate row by welding (at an angle ranging from 50-70 degree). The EPS core shall consist of 100 mm thick EPS of density not less than 20 kg/ per cum Both the outer faces of the panel shall be finished by applying the layer of 50 mm thick cement mortar 1:3 {1 cement: 3 coarse sand (not having more than 40% stone chips of size up to 6 mm)} A with the help of Shotcreting/guniting equipment etc at a pressure not less than 1 bar (100Kn/m2) and both surfaces finished with trowel. Fixing operations of wall panels shall be completed in all respect as per drawings and specifications and under the overall direction of the Engineer-in-charge |  | Sqm | 3006
Innovating Technologies, New Materials and Solar Panels | 32.13 | Providing and fixing in position, 230mm thick factory made Expanded Polystyrene Core (EPS Core) roof/floor panels made of 3 mm dia G I.. wire mesh with 50 mm pitch in both the directions and on both faces of panel, kept at 120-135 mm gap and connected by the zig zag G.I. wire of 3 mm dia at alternate row by welding (at an angle ranging from 50-70 degree). The EPS core shall consist of 100 mm thick EPS of density not less than 20kg/ per cum The bottom side of the panel shall be finished by applying a layer of 60-65 mm thick cement mortar 1: 3 {1 cement: 3 coarse sand (not having more than 40% stone chips of size up to 6 mm)} A with the help of Shotcreting equipment etc at a pressure of not less than 1 bar (100Kn/m2) and surface finished with trowel. The top face of the panel shall be provided and finished by applying 70-75 mm thick layer of cement concrete 1:1.5: 3 (1 cement:1.5 coarse sand: 3 graded stone aggregate 20 mm nominal size). Fixing operations of roof/floor panels shall be completed in all respect as per drawings and specifications and under the overall direction of the Engineer-in-charge |  | Sqm | 3256
Innovating Technologies, New Materials and Solar Panels | 32.14 | Providing and fixing in position, 130 mm thick factory made Expanded Polystyrene Core (EPS Core) wall panels consisting of EPS core sandwiched between two Engineered sheets of welded wire fabric mesh duly finished with shotcrete materials on outer faces. The fabric mesh shall be made of 3 mm dia zinc coated G.I. wire mesh with 50 mm pitch in both the directions and on both faces of the wall and connected by GI wire of 3mm dia at alternate row by welding. The EPS core shall consist of 60 mm thick EPS of density not less than 16 kg/ per cum Both the outer faces of the panel shall be finished by applying the layer of 35 mm thick cement mortar 1: 3 {1 cement: 3 coarse sand (not having more than 40% stone chips of size up to 6 mm)} with the help of Shotcreting/guniting equipment etc at a pressure not less than 1 bar (1O OKN/m2) and both surfaces finished with trowel. Fixing operations of wall panels shall be completed in all respect as per drawings and specifications and under the overall direction of the Engineer-in-charge |  | Sqm | 1511
Innovating Technologies, New Materials and Solar Panels | 32.15.1 | Providing and fixing in position factory made EPS cement sandwich wall/roof/floor light weight solid core panels made of core material of EPS granule balls/beads (conforming to IS 4671: 1984 and shall have density not less than 15kg per cum) adhesive, cement, sand, Flyash and other bonding material in mortar state processed to form in a preset mould. The outer face on both sides of the panels will be non asbestos fibre cement board confirming to IS 14862:2000 or Calcium silicate board confirming to EN 14306:2009 of 5mm thick each. Panel shall be laid on 6mm thick cement mortar (1 cement: 2 fine sand) mixed with chemical adhesive of 0.5kg per 50kg of cement or shall be preferably fixed into 'C' channel made of 1.2mm thick MS plate screwed/fastenened to the slab/column/beam etc. The panel shall fixed vertically with tongue and groove joint and horizontally locked with steel bar between each other and floors and filled with cement mortar and adhesive. Panels should be used as floor & roofing with additional structural support, steel or RCC depending upon the design. All the operation shall be completed in all respect as per drawings, Manufacturers specifications and under the overall direction of Engineer-in-Charge (Cost of all the material is included except "C channel" which will be paid separately) | Non load bearing panels 50mm thick of required size | Sqm | 1059
Innovating Technologies, New Materials and Solar Panels | 32.15.2 | Providing and fixing in position factory made EPS cement sandwich wall/roof/floor light weight solid core panels made of core material of EPS granule balls/beads (conforming to IS 4671: 1984 and shall have density not less than 15kg per cum) adhesive, cement, sand, Flyash and other bonding material in mortar state processed to form in a preset mould. The outer face on both sides of the panels will be non asbestos fibre cement board confirming to IS 14862:2000 or Calcium silicate board confirming to EN 14306:2009 of 5mm thick each. Panel shall be laid on 6mm thick cement mortar (1 cement: 2 fine sand) mixed with chemical adhesive of 0.5kg per 50kg of cement or shall be preferably fixed into 'C' channel made of 1.2mm thick MS plate screwed/fastenened to the slab/column/beam etc. The panel shall fixed vertically with tongue and groove joint and horizontally locked with steel bar between each other and floors and filled with cement mortar and adhesive. Panels should be used as floor & roofing with additional structural support, steel or RCC depending upon the design. All the operation shall be completed in all respect as per drawings, Manufacturers specifications and under the overall direction of Engineer-in-Charge (Cost of all the material is included except "C channel" which will be paid separately) | Non load bearing panels 60mm thick of required size | Sqm | 1209
Innovating Technologies, New Materials and Solar Panels | 32.15.3 | Providing and fixing in position factory made EPS cement sandwich wall/roof/floor light weight solid core panels made of core material of EPS granule balls/beads (conforming to IS 4671: 1984 and shall have density not less than 15kg per cum) adhesive, cement, sand, Flyash and other bonding material in mortar state processed to form in a preset mould. The outer face on both sides of the panels will be non asbestos fibre cement board confirming to IS 14862:2000 or Calcium silicate board confirming to EN 14306:2009 of 5mm thick each. Panel shall be laid on 6mm thick cement mortar (1 cement: 2 fine sand) mixed with chemical adhesive of 0.5kg per 50kg of cement or shall be preferably fixed into 'C' channel made of 1.2mm thick MS plate screwed/fastenened to the slab/column/beam etc. The panel shall fixed vertically with tongue and groove joint and horizontally locked with steel bar between each other and floors and filled with cement mortar and adhesive. Panels should be used as floor & roofing with additional structural support, steel or RCC depending upon the design. All the operation shall be completed in all respect as per drawings, Manufacturers specifications and under the overall direction of Engineer-in-Charge (Cost of all the material is included except "C channel" which will be paid separately) | Non load bearing panels 75mm thick of required size | Sqm | 1485
Innovating Technologies, New Materials and Solar Panels | 32.15.4 | Providing and fixing in position factory made EPS cement sandwich wall/roof/floor light weight solid core panels made of core material of EPS granule balls/beads (conforming to IS 4671: 1984 and shall have density not less than 15kg per cum) adhesive, cement, sand, Flyash and other bonding material in mortar state processed to form in a preset mould. The outer face on both sides of the panels will be non asbestos fibre cement board confirming to IS 14862:2000 or Calcium silicate board confirming to EN 14306:2009 of 5mm thick each. Panel shall be laid on 6mm thick cement mortar (1 cement: 2 fine sand) mixed with chemical adhesive of 0.5kg per 50kg of cement or shall be preferably fixed into 'C' channel made of 1.2mm thick MS plate screwed/fastenened to the slab/column/beam etc. The panel shall fixed vertically with tongue and groove joint and horizontally locked with steel bar between each other and floors and filled with cement mortar and adhesive. Panels should be used as floor & roofing with additional structural support, steel or RCC depending upon the design. All the operation shall be completed in all respect as per drawings, Manufacturers specifications and under the overall direction of Engineer-in-Charge (Cost of all the material is included except "C channel" which will be paid separately) | Non load bearing panels 90mm thick of required size | Sqm | 1785
Innovating Technologies, New Materials and Solar Panels | 32.15.5 | Providing and fixing in position factory made EPS cement sandwich wall/roof/floor light weight solid core panels made of core material of EPS granule balls/beads (conforming to IS 4671: 1984 and shall have density not less than 15kg per cum) adhesive, cement, sand, Flyash and other bonding material in mortar state processed to form in a preset mould. The outer face on both sides of the panels will be non asbestos fibre cement board confirming to IS 14862:2000 or Calcium silicate board confirming to EN 14306:2009 of 5mm thick each. Panel shall be laid on 6mm thick cement mortar (1 cement: 2 fine sand) mixed with chemical adhesive of 0.5kg per 50kg of cement or shall be preferably fixed into 'C' channel made of 1.2mm thick MS plate screwed/fastenened to the slab/column/beam etc. The panel shall fixed vertically with tongue and groove joint and horizontally locked with steel bar between each other and floors and filled with cement mortar and adhesive. Panels should be used as floor & roofing with additional structural support, steel or RCC depending upon the design. All the operation shall be completed in all respect as per drawings, Manufacturers specifications and under the overall direction of Engineer-in-Charge (Cost of all the material is included except "C channel" which will be paid separately) | Non load bearing panels 100mm thick of required size FIBRE REINFORCED LIGHT WEIGHT WALL AND ROOF PANELS | Sqm | 2119
Innovating Technologies, New Materials and Solar Panels | 32.16.1 | Providing and fixing in position factory made non asbestos fibre reinforced aerated cement sandwich wall/roof/floor light weight solid core panels made of light weight cement concrete core composed of OPC cement, pulverized Flyash, quick lime, cotton pulp & Gypsum in mortar state mixed with aeration agent in a preset mould. The outer face on both sides of the panels will be non asbestos fibre cement board confirming to IS 14862:2000. These solid wall panels are installed using Galvanized iron steel tracks/C channel of 1m m thick of required sizes as recommended by manufacturer's and fixed to floor and RCC soffit in plumb to each other with steel screw/fasteners. The panel shall be fixed vertically with tongue & groove joint with cement based polymer modified jointing compound. The exposed surface finished with fibre mesh/glass fibre tape with polymer based jointing compound having superior flexibility. Panels should be used as floor & roofing with additional structural support, steel or RCC depending upon the design. All the operation shall be completed in all respect as per drawings, Manufacturers specifications and under the overall direction of Engineer-in-Charge (Cost of all the material is included except ''tracks/C channel" which will be paid separately) | Non load bearing panels 50mm thick of required size (minimum 4mm thick fibre cement board) | Sqm | 1039
Innovating Technologies, New Materials and Solar Panels | 32.16.2 | Providing and fixing in position factory made non asbestos fibre reinforced aerated cement sandwich wall/roof/floor light weight solid core panels made of light weight cement concrete core composed of OPC cement, pulverized Flyash, quick lime, cotton pulp & Gypsum in mortar state mixed with aeration agent in a preset mould. The outer face on both sides of the panels will be non asbestos fibre cement board confirming to IS 14862:2000. These solid wall panels are installed using Galvanized iron steel tracks/C channel of 1m m thick of required sizes as recommended by manufacturer's and fixed to floor and RCC soffit in plumb to each other with steel screw/fasteners. The panel shall be fixed vertically with tongue & groove joint with cement based polymer modified jointing compound. The exposed surface finished with fibre mesh/glass fibre tape with polymer based jointing compound having superior flexibility. Panels should be used as floor & roofing with additional structural support, steel or RCC depending upon the design. All the operation shall be completed in all respect as per drawings, Manufacturers specifications and under the overall direction of Engineer-in-Charge (Cost of all the material is included except ''tracks/C channel" which will be paid separately) | Non load bearing panels 75mm thick of required size (minimum 5mm thick fibre cement board) | Sqm | 1250
Innovating Technologies, New Materials and Solar Panels | 32.17 | Supplying of standard quality GFRG panel of 124 mm thickness with modular cavities purchased from GFRG panel manufacturing plant in the country, cut to required wall sizes and floor/ roof slab sizes in correct length and height, including cutting of door, window and ventilator opening as per the cutting drawing prepared by architects /design engineers for the construction of GFRG building and loaded in stillages for transportation to the construction site. Cost of panel includes security deposits, hire charges of stillages & jaws, cost of transportation in trucks/ lorries without any damages up to 300kms including all leads and lifts from GFRG manufacturing plant to construction site and unloading at site using suitable fork lift/ crane. (Payment shall be made on the basis of area of one side of panel without reduction of opening of door/ window / ventilator). For transportation above 300kms, additional charges to be paid |  | Sqm | 1195
Innovating Technologies, New Materials and Solar Panels | 32.18 | Erection of GFRG Panels in walls in all floors using suitable crane as per instructions of Engineer-in-Charge, as per cutting drawings and structural drawings, in perfect line and plumb, above RCC plinth beam/GFRG panel below and provide necessary lateral/ slanting support to keep the wall panel in safe position, providing & tying of Reinforcement as per structural drawings and applying a coat of water repellent coating ZycosiVequivalent or equivalent product (1 Zycosil/equivalent compound:10 water) to saturation level over RCC plinth beam to provide water proofing treatment to joint between wall panel & plinth beam as per the guide lines / instruction by the engineer in charge. (Cost of reinforcement, water proofing of walls and plinth bearn/GFRG panel below joints and installation of door/ window frames before filling of concrete shall be paid separately). The rate quoted shall include making provision for laying of lintels, beams, sunshades, staircase beams, lofts, plumbing work, electrical conduits and any structural insertion etc., as per the drawing and direction of the engineer in charge. The payment shall be made based on the actual exposed area (one side only) of the panel. Note: i) When cutting panel, "A" side is to be for outside or external surface of respective external wall and B side is to be for internal surface of wall ii)Erection of panel is to be with reference to both building plan & cutting drawing by following notational mark indicated in the cutting drawing as well as notional mark written on each panel cut as per cutting drawing |  | Sqm | 194
Innovating Technologies, New Materials and Solar Panels | 32.19 | Filling of empty cavities (as shown in the structural design drawing) with quarry dust mixed with 5% cement (by volume). After initial infill of 50 mm thick with M25 concrete at base/bottom of cavities to seal off, infill wall panel cavities in 3 stages as detailed below, (i) 1st pour I infill to be limited to 0.3 to 0.50 m height from bottom of the panel. (ii) 2nd Pour/ infill: infilling shall be done only after 90 minutes interval between successive pours. The maximum height of infill shall be restricted to 1.5m height or up to the top level of door I window. (iii) 3rd pour/infill: After an interval of 90 minutes of second pour, infill or pour the balance height up to the bottom of embedded RCC tie beam. Pour enough water just required to dampen the dry mix enough to form cake form after each stage. (cost of laying M25 concrete shall be paid separately) (If any rain falls in between any stages of concrete pour, make sure to cover the panel top to prevent ingress of water or water falling into the cavities. In case of water collection over the concrete inside the panel, drill 10mm hole in GFRG panel immediately above concrete filled level to drain out water before pour/in-fill of balance concreting) |  | Cum | 2118
Innovating Technologies, New Materials and Solar Panels | 32.20 | Laying of GFRG panel as roof / floor slab panel and staircase panel using suitable crane as per instructions of Engineer-in- Charge, including providing support system with 25mm x 300mm- 400 mm wide plywood, as runner with proper prop below proposed micro beams including (a) Cutting of top flange of panel to 180 mm wide (leaving 25mm projection on either side) to provide RCC embedded micro beam as per cutting drawings and structural drawings. (b) Reinforcement for micro beams and tie beams to be provided in position with proper anchorage as per structural drawings. (c) Provision for Electrical cabling, fan hooks and laying of pipes for plumbing work. (d) Concreting of Tie beam, micro beam and top of GFRG panels (50 mm thick) with M-25 cement concrete mix using coarse aggregate of size less than 20 mm including laying of 10 gauge 100x100 size weld mesh with 25 mm effective cover from the panel top |  | Sqm | 221
Innovating Technologies, New Materials and Solar Panels | 32.21 | Application of ZMB 60/equivalent solution (100 Kg ZMB 60/equivalent, 1 litre ZMB Nano Thinner, 20 litre water & 1 litre Zycoprime/equivalent = 122 litre/kg) over already applied coat of Zycosil/equivalent & Zycoprime/equivalent solution on the top of all the RCC plinth beams by brush/spray coat before erection of GFRG over RCC plinth beams in GF. In the case of upper floors 150 mm wide on floor slab for all the external walls, bath/toilet/wet areas (3 hrs drying time) before erection of wall panel on upper floors including erection of parapet wall |  | Sqm | 216
Innovating Technologies, New Materials and Solar Panels | 32.22 | After erection of GFRG wall panels, seal all GFRG wall joints with paper tape temporarily. Water proofing treatment of vertical joints with Zycosil/equivalent water proofing Solution (1 litre of Zycosil/equivalent & 20 litres of water stirred first & 2 litres of Zycoprime/equivalent added and stirred (total 23 litres)) with 50 ml syringe till the gap and in filled concrete is completely saturated. After removing the paper seal, seal off the vertical joints with water proofing material "Grout RW/equivalent " (Sealing cost excluded.) |  | Metre | 54
Innovating Technologies, New Materials and Solar Panels | 32.23 | Filling of joints between RCC plinth beam / floor slab and wall panel of external walls, toilet / bath room / wet areas walls on all floor and parapet wall over roof slab, stair case head room at the time of erection of GFRG panels with Grout RW/equivalent sealant compound after the erection of panel before the infill of concrete in panel cavities and fine finish. This applies for all horizontal and vertical joints between GFRG wall and slab panels. SLIP FORM SHUTTERING SYSTEMS |  | Metre | 27
Innovating Technologies, New Materials and Solar Panels | 32.24 | Providing and fixing of customized Aluminium formwork for monolithic construction RCC members with a repetitive usage of 100 times using grade 5052 aluminium for panel sheets of minimum 4 mm thick and grade 6061 (Type-6) aluminium for extruded sections. The form work includes of beam components i.e. beam side panel, prop head for soffit beam, beams soffit panel, beam soffit bulk head and deck components i.e. deck panel, deck prop, prop length, deck mid, soffit length, deck beam bar and wall components i.e. wall panel, rocker, kiker and internal soffit comer, external soffit comer, external comer, internal comer etc.,The panels are held in position by a simple pin and wedge system that passes through holes in the out side rib of each panel. The tolerance of finished panels to be (-1 mm), and shall conform to IS 14687-1999. Pins and wedges to be made of high grade mild steel, all complete as per direction of Engineer-in charge.(Cost of RCC work shall be paid separately) |  | Sqm | 139
Innovating Technologies, New Materials and Solar Panels | 32.25 | Designing, Providing, installing and fixing factory finished customed design Pregalvanized high tensile steel joists manufactured from G350 2275 confirming to IS:277-1992, minimum coating of galvanizing 275 gm/sqm, minimum yield stress 35 MPa & minimum tensile strength of 380 MPa placed 1.23 metre apart to support the load of slab etc as per the design & directions of Engineer-in-Charge |  | KG | 125
Innovating Technologies, New Materials and Solar Panels | 32.26 | Providing and fixing special adjustable lock bars of mild steel E- 250 to support the temporary plywood for work between joists during construction as per design & directions of the Engineer-in­ charge |  | KG | 10
Innovating Technologies, New Materials and Solar Panels | 32.27.1 | Centering and shuttering with 12mm thick shuttering plywood confirming to IS 4990:2011 and removal of form at all heights. Plywood will be supported on lock bars | Suspended floors, roofs, landings, balconies and access platform | Sqm | 77
Innovating Technologies, New Materials and Solar Panels | 32.28 | Providing and fixing roofing consist of 0.8 mm thick galvanized steel deck sheet confirming to IS 277:1992 used as permanent shuttering over which MS wire mesh 3mm laid at 100x100 mm grid including edge trim covered with concrete. This metal deck will be supported on structural steel beam with shear studs. (Structural steel like Beam, column, joists etc. & concrete of different grade as per design will be paid separately). USE OF C&D WASTE |  | Sqm | 1114
Innovating Technologies, New Materials and Solar Panels | 32.29.1 | Providing and laying factory made Precast concrete solid blocks of 200 mm thickness of grade M10 made of C&D waste from approved manufacturer in foundation and plinth in | Cement mortar 1:6 (1 cement: 6 coarse sand) | Cum | 4648
Innovating Technologies, New Materials and Solar Panels | 32.30.1 | Providing and laying factory made Precast concrete solid blocks of 200 mm thickness of grade M10 made of C&D waste from approved manufacturer in superstructure above plinth level up to floor IV level | Cement mortar 1:6 (1 cement: 6 coarse sand) | Cum | 5020
Innovating Technologies, New Materials and Solar Panels | 32.31.1 | Providing and laying half block masonry with factory made Precast concrete solid blocks of 100 mm thickness of grade M10 made of C&D waste from approved manufacturer in foundation and plinth in | Cement mortar 1:4(1 cement: 4 coarse sand) | Sqm | 515
Innovating Technologies, New Materials and Solar Panels | 32.32.1 | Providing and laying half block masonry with factory made Precast concrete solid blocks of 100 mm thickness of grade M10 made of C&D waste from approved manufacturer in superstructure above plinth level up to floor IV level | Cement mortar 1:4 ( 1 cement: 4 coarse sand) | Sqm | 573
Innovating Technologies, New Materials and Solar Panels | 32.33 | Providing and laying 60mm thick factory made cement concrete paver block of approved shape and colour of M -30 grade made of C&D waste by block making machine with vibratory compaction laid in required pattern and including over 50mm thick compacted bed of coarse sand, filling the joints with fine sand etc. all complete as per the direction of Engineer-in-charge. THERMAL INSULATION |  | Sqm | 562
Innovating Technologies, New Materials and Solar Panels | 32.34 | Providing and fixing of external thennal insulation and composite system with First layer of self-extinguishing type Expanded Polystyrene (EPS) insulation boards of 120 mm thick ( max 1mX0.5m section), confinning to IS 4671:1984, having thennal conductivity of 0.034 W/mK, (measured as per IS 3346-1980), density of 20-24 kg/m3 measured as per IS 5688-1982, Fire retardant property self-extinguishing type as per EN 13501-1, bonded with special polymer modified cementitious adhesive confirming to EOTA ETAG 004 (European Technical Approval) formulated to bond polystyrene insulation boards to typical mineral substrate (according to ETAG 004) and Polypropylene mechanical fasteners with plastic pin confirming to EOTA ETAG 014 (European Technical Approval) having dia 10mm & L=200mm on finished level wall and the junction between two adjacent EPS boards to be sealed with low expansion moisture cure Polyurethane Foam. Second layer consists of Fibreglass mesh covered with alkali-resistant coating, mass per unit area i?!145 grn/m2, mesh size: 3.9x4.0 mm ±10% embedded in special polymer modified cementitious Base Coat with hydrophobes and the comers will be protected with Comer-beads with alkali­ resistant mesh wings at least 10 cm wide, mesh mass per unit area min 145 gm/m2 • The surface will be levelled, finished, made smooth complete in all respect as per manufactures specification and as per directions of Engineer-in-Charge |  | Sqm | 2654
Innovating Technologies, New Materials and Solar Panels | 32.35 | Supplying and fixing 10 Gauge weld mesh of size 100mm x100 mm for floor/roof slab concrete screed over the micro beams as reinforcement. The weld mesh shall be fixed as per drawing. NEW MATERIALS AntiCrak Alkali resistant glass fibres |  | Sqm | 214
Innovating Technologies, New Materials and Solar Panels | 32.36 | Providing and mixing of Cemfil AntiCrak Alkali resistant glass fibres to arrest the plastic shrinkage, cracking & improve the perfonnance of concrete, flooring, renders or other special mortar mixes and to provide as a secondary reinforcement in concrete at 600 gms /cum of concrete and containing minimum 127 millions of fibres of length 12mm, diameter 14 microns, specific gravity 2.68 g/cm3, modulus of elasticity 72 Gpa and having the aspect ratio (length/dia) of 857, including cost of labour, material and HOM etc. complete as per directions of Engineer-in-charge. Technical Specifications: High dispersion Alkali Resistant (Zirconia content minimum 16%) chopped micro glass fibre as per ASTM C 1666/C 1666 M-07 Type 11, to control cracking processes that can take place during the entire life-span of concrete, from cracks due to volume changes in fresh(settlement and plastic shrinkage) and hardened states (thennal and drying shrinkage),to post-crack load-bearing capacity contribution having Filament diameter (ASTM D 578) 14 micron, Filament length 12mm (112·), Specific gravity (ASTM D 3800) 2.68 g/cm3, Loss of Ignition (ISO 1980:1980) 0.55%, Moisture Content (ISO 3344:1977) max 0.3%, Tensile Strength 1700 Mpa, Softening Point 860 Deg C, Dosage 600 g/m3 or 85 gms/50 kgs of cement bag |  | KG | 473
Innovating Technologies, New Materials and Solar Panels | 32.37 | Providing and mixing of Cemfil AntiCrak Alkali resistant glass fibres to act as a replacement of steel reinforcement in supported slabs/deck slab in residential and commercial buildings, industrial slabs on-ground, compression layers, pavements and precast concrete to provide secondary reinforcement in concrete to control plastic, thermal and dry shrinkage cracking at 5 kg/cum of concrete, fibre of length 36mm, filament diameter 19 micron, specific gravity 2.68 g/cm3, modulus of elasticity 72 Gpa and having the aspect ratio (length/dia) of 67, including cost of labour, material and HOM etc. complete and as per directions of Engineer-in-charge. Technical Specifications: High Performance Alkali Resistant (Zirconia content minimum 16%) glass macro fibre as per ASTM C 1666/C 1666 M-07 Type II, engineered to reinforce against plastic, thermal and drying shrinkage cracking having aspect ratio (length/diameter) 67, fibre length 36 mm, specific gravity (ASTM D 3800) 2.68 g/cm3, loss of ignition (ISO 1980:1980) 0.55%, moisture content (ISO 3344:1977) max 0.3%, Tensile Strength 1700 Mpa, Softening Point 860 deg C |  | KG | 4648
Innovating Technologies, New Materials and Solar Panels | 32.38 | Coloured and textured imprinted cast in place concrete flooring applying finishing of the top surface by sprinkling of colour hardener @ 2.5 Kg per sqm comply with ASTM C 979, floating and levelling the surface, application of release agent, imprint the design in concrete with imprinting tools, cleaning the surface with water jet (next day) and application of acrylic based sealer for complete finishing. Work included by providing and laying 75mm thick M-30 grade concrete and mixing of Chopped Glass Fibre as per ASTM C 1666/C 1666 M-07 Type II, Filament diameter (ASTM D 578) 14 micron, Filament length 12mm (1/2"), Specific gravity (ASTM D 3800) 2.68 g/cm3, Tensile Strength 1700 Mpa, dosage 600 g/m3 or 85 gms/50 kgs of cement bag, well compaction for necessary finish of top surface, side supports, levelling, pumping, curing compound etc., complete treatment of construction joints by groove cutting of 4mmx 20mm panel size approx 3x3mtr and filling the same with baker road and providing PU joint sealer etc. and as per directions of Engineer-in-charge. THERMAL INSULATION |  | Sqm | 1935
Innovating Technologies, New Materials and Solar Panels | 32.39 | Providing and fixing 50 mm thick extruded polystyrene rigid insulation board of required size between cavity wall, complying with ISO 4898:2008 & ASTM C 578-08b - type VI, having thermal conductivity of 0.0289 W/m K as per ASTM C 578 (measured as per IS 3346), compressive strength of> 350 kPa listed as per ASTM D 1621, density of 34-36 kg/m3 as per ASTM D 1622, water absorptions:S 1% by volume as per ASTM D 2842, oxygen index of 24.1 to 28.1 listed as per ASTM D 2863, cell size 0.4 mm of dia (max) as per ASTM D 3576. Fire retardant property as per DIN 4102, Part 1 of class 82 and as per ASTM E84 class A, fixed with suitable water based adhesive and fastener, complete in all respect as per the direction of Engineer-in-Charge |  | Sqm | 734
Innovating Technologies, New Materials and Solar Panels | 32.40 | Providing and fixing 50 mm thick extruded polystyrene rigid insulation board of required size under deck on ceiling surface, complying with ISO 4898:2008 & ASTM C 578-08b - type VI, having thermal conductivity of 0.0289 W/m K as per ASTM C 578 (measured as per IS 3346), compressive strength of> 350 kPa listed as per ASTM D 1621, density of 34-36 kg/cum as per ASTM D 1622, water absorptions s 1% by volume as per ASTM D 2842, oxygen index of 24.1 to 28.1 listed as per ASTM D 2863, cell size 0.4 mm of dia (max) as per ASTM D 3576. Fire retardant property as per DIN 4102, Part 1 of class B2 and as per ASTM EB4 class A, fixed with suitable water based adhesive and fastener, complete in all respect as per the direction of Engineer-in-Charge. ROOFING & CEILING ALUMINIUM PROFILE SHEET ROOFING |  | Sqm | 764
Innovating Technologies, New Materials and Solar Panels | 32.41.1 | Providing at all heights, levels and locations Aluminium profile industrial troughed sheet of Alloy 31500/31000/40800, conforming to IS 1254, IS 737, IS 2676. The sheet shall be fixed using self drilling/self tapping SS screws of size 5.5x65 mm with EPDM seal complete up to required pitch in horizontal, vertical or curved surfaces i/c cutting to size and shape where required as per specifications, detail drawings and direction of Engineer-in­ Charge. The rate shall be inclusive of all screws, seal, ridge, labour, scaffolding, machinery for fixing and approved sealant where required etc. but excluding the cost of pur1ins, rafters and trusses | 0.71 mm thick, the profile detail width 1044/920 mm, cover width 1000/875 mm | Sqm | 902
Innovating Technologies, New Materials and Solar Panels | 32.41.2 | Providing at all heights, levels and locations Aluminium profile industrial troughed sheet of Alloy 31500/31000/40800, conforming to IS 1254, IS 737, IS 2676. The sheet shall be fixed using self drilling/self tapping SS screws of size 5.5x65 mm with EPDM seal complete up to required pitch in horizontal, vertical or curved surfaces i/c cutting to size and shape where required as per specifications, detail drawings and direction of Engineer-in­ Charge. The rate shall be inclusive of all screws, seal, ridge, labour, scaffolding, machinery for fixing and approved sealant where required etc. but excluding the cost of pur1ins, rafters and trusses | 0.91 mm thick, the profile detail width 1044/920 mm, cover width 1000/875 mm. CALCIUM SILICATE FIBRE REINFORCED CEILING TILES | Sqm | 1158
Innovating Technologies, New Materials and Solar Panels | 32.45 | Providing and fixing 15 mm thick false ceiling tiles at all heights with integral densified calcium silicate reinforced with fibre and natural filler false ceiling tiles of Size 595x595 mm of approved texture, design and patterns having NRC (Noise Reduction coefficient) of 0.50 (minimum) as per IS 8225:1987, Light reflectance of 85% (minimum). Non combustible as per BS:476 (part-4), fire performance as per BS:476 (part 6 &7), humidity resistance of 100%, thermal conductivity < 0.043 W/m K as per ASTM 518:1991,in true horizontal level on the existing frame work consisting of T-sections and Lsections suitably fixed according to tile size as per direction of Engineer-in-charge. GLASS FIBRE REINFORCED GYPSUM CEILING TILES |  | Sqm | 1110
Innovating Technologies, New Materials and Solar Panels | 32.48 | Providing & Fixing in place metallic all plain Non Fire doors finished with Powder Coating In Regular RAL shades. Over all of thickness of the shutter to be 46mm thick manufactured from 0.8mm GPSP Galvanised Steel Sheet confirming to IS:277 with provision of Reinforcement Pad and necessary provision for receiving the appropriate hardwares.The Shutter shall have Paper Honeycomb core in fill. Door shall be coated with pure polyester/Epoxy Polyester powder having thickness of 60-80 micron as per directions of Engineer-in-charge |  | Sqm | 3795
Innovating Technologies, New Materials and Solar Panels | 32.49 | Providing & Fixing in place metallic all embossed Non Fire doors ( Embossed sheet in single side of door) finished with Powder Coating In Regular RAL shades as desired by Engineer- In- Charge. Over all of thickness of the shutter to be 46mm thick manufactured from 0.8mm GPSP Galvanised Steel Sheet confirming to (IS277) with provision of Reinforcement Pad and necessary provision for the receiving appropriate hardwares. The Shutter shall be filled with Paper Honeycomb core in fill. Doors should be Coated with pure polyester/Epoxy Polyester powder having coating thickness of 60-80 micron |  | Sqm | 4204
Innovating Technologies, New Materials and Solar Panels | 32.50 | Providing & Fixing in place metallic all Plain Wood finish Non Fire doors finished with wooden shades as desired by Engineer­ In-Charge. Over all of thickness of the shutter to be 46mm thick manufactured from 0.8mm GPSP Galvanised Steel Sheet confirming to (IS277) With provision of Reinforcement Pad and necessary provision for the receiving appropriate hardwares.The Shutter shall be filled with Paper Honeycomb core in fill. Doors to be Coated with pure polyester/Epoxy Polyester powder having coating thickness of 60-80 micron |  | Sqm | 4779
Innovating Technologies, New Materials and Solar Panels | 32.52 | Providing & Fixing in place metallic All Plain Embossed Wood Finish doors double leaf Non Fire doors (Embossed sheet in single side of door) finished with wooden shades as desired by Engineer- In-Charge. Over all of thickness of the shutter to be 46mm thick manufactured from 0.8mm GPSP Galvanised Steel Sheet confirming to (IS277) With provision of Reinforcement Pad and necessary provision for the receiving appropriate hardwares.The Shutter shall be filled with Paper Honeycomb core in fill. Doors shall be Coated with pure polyester/Epoxy Polyester powder having coating thickness of 60-80 micron |  | Sqm | 4045
Innovating Technologies, New Materials and Solar Panels | 32.54 | Providing & Fixing in place door frame of Section 100x58mm made of GPSP Sheet ( IS277) constructed from sheet thickness 1.2mm. Steel Frame Shall have a single rebate of 58mm duly filled with Puf. The Frame shall be finished Powder Coating In Regular RAL shades as desired by Engineer- In-Charge. Door Frame should be Coated with pure polyester/Epoxy Polyester powder coating having thickness of 60-80 micron and provided with 3mm thick hinge enforcement plates |  | Metre | 1103
Innovating Technologies, New Materials and Solar Panels | 32.55 | Providing & Fixing in place door frame of Section 170x58mm made of GPSP Sheet ( 1$277) constructed from sheet thickness 1.2mm with single rebate of 58mm duly filled with Puf. The Frame shall be finished Powder Coating In Regular RAL shades as desired by Engineer- In-Charge and Coated with pure polyester/Epoxy Polyester powder coating having thickness of 60-80 micron. Frame should be provided with 3mm thick hinge enforcement plates |  | Metre | 1362
Innovating Technologies, New Materials and Solar Panels | 32.56 | Providing & Fixing in place door frame of Section 100x58mm made of GPSP Sheet ( IS277) constructed from sheet thickness 1.2mm with a single rebate of 58mm duly filled with Puf. The Frame shall be finished with Powder Coating In Regular RAL shades as desired by Engineer- In-Charge with pure polyester/Epoxy Polyester powder coating having thickness of 60-80 micron. Frame should be provided with 3mm thick hinge enforcement plates |  | Metre | 1362
Innovating Technologies, New Materials and Solar Panels | 32.57 | Providing & Fixing in place door frame of Section 170x58mm made of GPSP Sheet ( IS277) constructed from sheet thickness 1.2mm with a single rebate of 58mm duly filled with Puf and finished with Powder Coating In Regular RAL shades as desired by Engineer- In-Charge. Frame should be Coated with pure polyester/Epoxy Polyester powder coating having thickness of 60-80 micron and provided with 3mm thick hinge enforcement plates. GREEN BUILDING ITEMS |  | Metre | 1622
Innovating Technologies, New Materials and Solar Panels | 32.58.1 | Providing and fixing thermal insulation on external wall with CFC Free closed cell, high performance rigid Polyurethane Foam(PUF) Insulation Slab conforming to IS: 12436 having density not less than 36±2 kg/m3, thermal conductivity (K-value) 0.021 W/m.K measured at 10 deg. C mean temperature and classified as "not easily ignitable" per BS: 476, Part-5, fixed with the help of adhesive (patch applied) & PVC fastener to the wall surface and all complete as per the instruction of engineer-in-charge | 40 mm thick Polyurethane foam(PUF) rigid insulation board | Sqm | 1140
Innovating Technologies, New Materials and Solar Panels | 32.58.2 | Providing and fixing thermal insulation on external wall with CFC Free closed cell, high performance rigid Polyurethane Foam(PUF) Insulation Slab conforming to IS: 12436 having density not less than 36±2 kg/m3, thermal conductivity (K-value) 0.021 W/m.K measured at 10 deg. C mean temperature and classified as "not easily ignitable" per BS: 476, Part-5, fixed with the help of adhesive (patch applied) & PVC fastener to the wall surface and all complete as per the instruction of engineer-in-charge | 50 mm thick Polyurethane foam(PUF) rigid insulation board | Sqm | 1276
Innovating Technologies, New Materials and Solar Panels | 32.59.1 | Providing and applying thermal insulation on external wall with impervious sprayed CFC free, closed cell rigid Polyurethane foam wall insulation conforming to IS- 12432 Part Ill (density of foam being 35±5 kg/m3, thermal conductivity (K­ value) 0.023 W/m.K over a coat of polyurethane primer applied @ 6-8 sqm per litre and covering it externally as per specs and direction of engineer-in- charge | 40 mm thick PUF Spray | Sqm | 704
Innovating Technologies, New Materials and Solar Panels | 32.59.2 | Providing and applying thermal insulation on external wall with impervious sprayed CFC free, closed cell rigid Polyurethane foam wall insulation conforming to IS- 12432 Part Ill (density of foam being 35±5 kg/m3, thermal conductivity (K­ value) 0.023 W/m.K over a coat of polyurethane primer applied @ 6-8 sqm per litre and covering it externally as per specs and direction of engineer-in- charge | 50 mm thick PUF Spray | Sqm | 853
Innovating Technologies, New Materials and Solar Panels | 32.60.1 | Providing & fixing on external side of finished external wall, extruded polystyrene (XPS) thermal insulating boards with ship lap joining on length side, (having thermal conductivity of 0.028 W/m.K on 90 days aging at 24 deg.C as per ASTM C518, compressive strength of over 250 kpa as per ASTM D 1621, tensile strength of over 300 kpa as per ASTM D1623 and has flammability of Class 82 as per DIN 4102, water absorption of less than 1 % as per ASTM D2842) with the help of a minimum 2 mm thick polymerized mortar adhesive & mountings as per manufacturer's guidelines; over the installed XPS boards, providing & laying a 3-4 mm thick finishing layer of polymerized mortar base coat with fibre glass mesh of min. 150 gsm embedded in it using notched trowel as per manufacturer's guidelines and as per the instruction of engineer-in- charge | 25 mm thick Extruded polystyrene rigid insulation board | Sqm | 476
Innovating Technologies, New Materials and Solar Panels | 32.60.2 | Providing & fixing on external side of finished external wall, extruded polystyrene (XPS) thermal insulating boards with ship lap joining on length side, (having thermal conductivity of 0.028 W/m.K on 90 days aging at 24 deg.C as per ASTM C518, compressive strength of over 250 kpa as per ASTM D 1621, tensile strength of over 300 kpa as per ASTM D1623 and has flammability of Class 82 as per DIN 4102, water absorption of less than 1 % as per ASTM D2842) with the help of a minimum 2 mm thick polymerized mortar adhesive & mountings as per manufacturer's guidelines; over the installed XPS boards, providing & laying a 3-4 mm thick finishing layer of polymerized mortar base coat with fibre glass mesh of min. 150 gsm embedded in it using notched trowel as per manufacturer's guidelines and as per the instruction of engineer-in- charge | 50 mm thick Extruded polystyrene rigid insulation board | Sqm | 816
Innovating Technologies, New Materials and Solar Panels | 32.60.3 | Providing & fixing on external side of finished external wall, extruded polystyrene (XPS) thermal insulating boards with ship lap joining on length side, (having thermal conductivity of 0.028 W/m.K on 90 days aging at 24 deg.C as per ASTM C518, compressive strength of over 250 kpa as per ASTM D 1621, tensile strength of over 300 kpa as per ASTM D1623 and has flammability of Class 82 as per DIN 4102, water absorption of less than 1 % as per ASTM D2842) with the help of a minimum 2 mm thick polymerized mortar adhesive & mountings as per manufacturer's guidelines; over the installed XPS boards, providing & laying a 3-4 mm thick finishing layer of polymerized mortar base coat with fibre glass mesh of min. 150 gsm embedded in it using notched trowel as per manufacturer's guidelines and as per the instruction of engineer-in- charge | 75 mm thick Extruded polystyrene rigid insulation board | Sqm | 1190
Innovating Technologies, New Materials and Solar Panels | 32.60.4 | Providing & fixing on external side of finished external wall, extruded polystyrene (XPS) thermal insulating boards with ship lap joining on length side, (having thermal conductivity of 0.028 W/m.K on 90 days aging at 24 deg.C as per ASTM C518, compressive strength of over 250 kpa as per ASTM D 1621, tensile strength of over 300 kpa as per ASTM D1623 and has flammability of Class 82 as per DIN 4102, water absorption of less than 1 % as per ASTM D2842) with the help of a minimum 2 mm thick polymerized mortar adhesive & mountings as per manufacturer's guidelines; over the installed XPS boards, providing & laying a 3-4 mm thick finishing layer of polymerized mortar base coat with fibre glass mesh of min. 150 gsm embedded in it using notched trowel as per manufacturer's guidelines and as per the instruction of engineer-in- charge | 100 mm thick Extruded polystyrene rigid insulation board | Sqm | 1563
Innovating Technologies, New Materials and Solar Panels | 32.61.1 | Providing and fixing between 2 layers of brick work/ concrete walls, thermal insulation with CFC free closed cell, high performance rigid Polyurethane Foam (PUF) insulation slab conforming to IS: 12436 having density not less than 36:t2kg/m3, thermal conductivity (K- value) 0.021 W/m.K measured at 10 deg. C mean temperature and classified as "not easily ignitable" per BS: 476, Part-5 fixed to the wall with the screw, raw plug and washers etc. and holding in position with crisscross GI wire, in staggered form and all complete as per specs or directions of engineer-in­ charge | 40 mm thick Polyurethane foam(PUF) rigid insulation board | Sqm | 703
Innovating Technologies, New Materials and Solar Panels | 32.61.2 | Providing and fixing between 2 layers of brick work/ concrete walls, thermal insulation with CFC free closed cell, high performance rigid Polyurethane Foam (PUF) insulation slab conforming to IS: 12436 having density not less than 36:t2kg/m3, thermal conductivity (K- value) 0.021 W/m.K measured at 10 deg. C mean temperature and classified as "not easily ignitable" per BS: 476, Part-5 fixed to the wall with the screw, raw plug and washers etc. and holding in position with crisscross GI wire, in staggered form and all complete as per specs or directions of engineer-in­ charge | 50 mm thick Polyurethane foam(PUF) rigid insulation board | Sqm | 840
Innovating Technologies, New Materials and Solar Panels | 32.62.1 | Providing and injecting/pouring CFC free closed cell, high performance rigid Polyurethane foam between 2 layers of brick work/ concrete walls having thermal insulation not more than 0.024 W/m.K, core density 35±5 kg/m3 (conforming to IS-13205) and water absorption not more than 2.5%, inside wall cavity after making injection ports at 60 cm centre to centre. The insulation foam shall be injected with the help of high pressure specially designed foaming machine like gusmer/graco or equivalent in dry brick wall cavity including plugging of holes and all complete as per the instruction of engineer-in-charge | 40 mm thick PUF Spray | Sqm | 645
Innovating Technologies, New Materials and Solar Panels | 32.62.2 | Providing and injecting/pouring CFC free closed cell, high performance rigid Polyurethane foam between 2 layers of brick work/ concrete walls having thermal insulation not more than 0.024 W/m.K, core density 35±5 kg/m3 (conforming to IS-13205) and water absorption not more than 2.5%, inside wall cavity after making injection ports at 60 cm centre to centre. The insulation foam shall be injected with the help of high pressure specially designed foaming machine like gusmer/graco or equivalent in dry brick wall cavity including plugging of holes and all complete as per the instruction of engineer-in-charge | 50 mm thick PUF Spray | Sqm | 794
Innovating Technologies, New Materials and Solar Panels | 32.63.1 | Providing and fixing thermal insulation with resin bonded Rock wool between 2 layers of brick work/ concrete walls conforming to IS: 8183 and density 48 kg/m3 having thermal conductivity value of not more than 0.043 W/m.K, wrapped in 200G virgin polythene bags fixed to the wall with the screw, rawl plug and washers and held in position by crisscross GI wire etc. and all complete as per specs or directions of engineer-in-charge | 25 mm thick Resin bonded Rock wool | Sqm | 233
Innovating Technologies, New Materials and Solar Panels | 32.63.2 | Providing and fixing thermal insulation with resin bonded Rock wool between 2 layers of brick work/ concrete walls conforming to IS: 8183 and density 48 kg/m3 having thermal conductivity value of not more than 0.043 W/m.K, wrapped in 200G virgin polythene bags fixed to the wall with the screw, rawl plug and washers and held in position by crisscross GI wire etc. and all complete as per specs or directions of engineer-in-charge | 50 mm thick Resin bonded Rock wool | Sqm | 277
Innovating Technologies, New Materials and Solar Panels | 32.63.3 | Providing and fixing thermal insulation with resin bonded Rock wool between 2 layers of brick work/ concrete walls conforming to IS: 8183 and density 48 kg/m3 having thermal conductivity value of not more than 0.043 W/m.K, wrapped in 200G virgin polythene bags fixed to the wall with the screw, rawl plug and washers and held in position by crisscross GI wire etc. and all complete as per specs or directions of engineer-in-charge | 65 mm thick Resin bonded Rock wool | Sqm | 320
Innovating Technologies, New Materials and Solar Panels | 32.63.4 | Providing and fixing thermal insulation with resin bonded Rock wool between 2 layers of brick work/ concrete walls conforming to IS: 8183 and density 48 kg/m3 having thermal conductivity value of not more than 0.043 W/m.K, wrapped in 200G virgin polythene bags fixed to the wall with the screw, rawl plug and washers and held in position by crisscross GI wire etc. and all complete as per specs or directions of engineer-in-charge | 75 mm thick Resin bonded Rock wool | Sqm | 363
Innovating Technologies, New Materials and Solar Panels | 32.64.1 | Providing and fixing between 2 layers of brick work/ concrete walls thermal insulation with Resin Bonded Fibre glass wool conforming to IS: 8183 having density 48 kg/m3, wrapped in 200G Virgin Polythene Bags fixed to wall with screw, rawl plug & washers and held in position by criss crossing GI wire etc. complete as per directions of Engineer­ in-Charge | 12 mm thick Resin bonded Glass wool | Sqm | 228
Innovating Technologies, New Materials and Solar Panels | 32.64.2 | Providing and fixing between 2 layers of brick work/ concrete walls thermal insulation with Resin Bonded Fibre glass wool conforming to IS: 8183 having density 48 kg/m3, wrapped in 200G Virgin Polythene Bags fixed to wall with screw, rawl plug & washers and held in position by criss crossing GI wire etc. complete as per directions of Engineer­ in-Charge | 25 mm thick Resin bonded Glass wool | Sqm | 264
Innovating Technologies, New Materials and Solar Panels | 32.64.3 | Providing and fixing between 2 layers of brick work/ concrete walls thermal insulation with Resin Bonded Fibre glass wool conforming to IS: 8183 having density 48 kg/m3, wrapped in 200G Virgin Polythene Bags fixed to wall with screw, rawl plug & washers and held in position by criss crossing GI wire etc. complete as per directions of Engineer­ in-Charge | 50 mm thick Resin bonded Glass wool | Sqm | 322
Innovating Technologies, New Materials and Solar Panels | 32.65.1 | Providing and fixing between 2 layers of brick work/ concrete walls extruded polystyrene (XPS) thermal insulating boards with ship lap joining on length side, (having thermal conductivity of 0.028 W/m.K on 90 days aging at 24 deg.C as per ASTM C518, compressive strength of over 250 kpa as per ASTM D1621, tensile strength of over 300 kpa as per ASTM D 1623 and has flammability of Class B2 as per DIN 4102, water absorption of less than 1% as per ASTM D2842 fixed with suitable water based adhesive and fastener, complete in all respect as per the direction of Engineer-in-Charge | 50 mm thick Extruded polystyrene rigid insulation board | Sqm | 794
Innovating Technologies, New Materials and Solar Panels | 32.65.2 | Providing and fixing between 2 layers of brick work/ concrete walls extruded polystyrene (XPS) thermal insulating boards with ship lap joining on length side, (having thermal conductivity of 0.028 W/m.K on 90 days aging at 24 deg.C as per ASTM C518, compressive strength of over 250 kpa as per ASTM D1621, tensile strength of over 300 kpa as per ASTM D 1623 and has flammability of Class B2 as per DIN 4102, water absorption of less than 1% as per ASTM D2842 fixed with suitable water based adhesive and fastener, complete in all respect as per the direction of Engineer-in-Charge | 75 mm thick Extruded polystyrene rigid insulation board | Sqm | 1193
Innovating Technologies, New Materials and Solar Panels | 32.65.3 | Providing and fixing between 2 layers of brick work/ concrete walls extruded polystyrene (XPS) thermal insulating boards with ship lap joining on length side, (having thermal conductivity of 0.028 W/m.K on 90 days aging at 24 deg.C as per ASTM C518, compressive strength of over 250 kpa as per ASTM D1621, tensile strength of over 300 kpa as per ASTM D 1623 and has flammability of Class B2 as per DIN 4102, water absorption of less than 1% as per ASTM D2842 fixed with suitable water based adhesive and fastener, complete in all respect as per the direction of Engineer-in-Charge | 100 mm thick Extruded polystyrene rigid insulation board | Sqm | 1592
Innovating Technologies, New Materials and Solar Panels | 32.66.1 | Providing and fixing thermal insulation of ceiling (under deck insulation) with Resin Bonded Rockloyd Rockwool (Non Combustible Grade) conforming to IS: 8183 and density 48 kg/ m3, wrapped in 200 G Virgin Polythene bags fixed to ceiling with metallic cleats (50x50x3 mm) @ 60 cm and wire mesh of 12.5mm x 24gauge wire mesh, for top most ceiling of building and all complete as per engineer in charge | 25 mm thick Resin bonded Rock wool | Sqm | 426
Innovating Technologies, New Materials and Solar Panels | 32.66.2 | Providing and fixing thermal insulation of ceiling (under deck insulation) with Resin Bonded Rockloyd Rockwool (Non Combustible Grade) conforming to IS: 8183 and density 48 kg/ m3, wrapped in 200 G Virgin Polythene bags fixed to ceiling with metallic cleats (50x50x3 mm) @ 60 cm and wire mesh of 12.5mm x 24gauge wire mesh, for top most ceiling of building and all complete as per engineer in charge | 50 mm thick Resin bonded Rock wool | Sqm | 469
Innovating Technologies, New Materials and Solar Panels | 32.66.3 | Providing and fixing thermal insulation of ceiling (under deck insulation) with Resin Bonded Rockloyd Rockwool (Non Combustible Grade) conforming to IS: 8183 and density 48 kg/ m3, wrapped in 200 G Virgin Polythene bags fixed to ceiling with metallic cleats (50x50x3 mm) @ 60 cm and wire mesh of 12.5mm x 24gauge wire mesh, for top most ceiling of building and all complete as per engineer in charge | 65 mm thick Resin bonded Rock wool | Sqm | 513
Innovating Technologies, New Materials and Solar Panels | 32.66.4 | Providing and fixing thermal insulation of ceiling (under deck insulation) with Resin Bonded Rockloyd Rockwool (Non Combustible Grade) conforming to IS: 8183 and density 48 kg/ m3, wrapped in 200 G Virgin Polythene bags fixed to ceiling with metallic cleats (50x50x3 mm) @ 60 cm and wire mesh of 12.5mm x 24gauge wire mesh, for top most ceiling of building and all complete as per engineer in charge | 75 mm thick Resin bonded Rock wool | Sqm | 556
Innovating Technologies, New Materials and Solar Panels | 32.67.1 | Providing and laying on smooth roof surface with CFC free, closed cell free Rigid Polyurethane foam slab over deck insulation conforming to IS -12436 (density of foam being 36±2 kg/m3) having thermal conductivity not more than 0.024 W/m.K, over a coat of cold adhesive like CPRX compound, laying 400 G polythene sheet over PUF slab and providing a wearing course of 40 mm thick cement screed 1: 2: 4 (1 cement: 2 coarse sand: 4 stone aggregate 20 mm nominal size) in chequered rough finish, in panels of 2.5 m x 2.5 m and embedding with 24 G wire netting and sealing the joints with polymerized mastic, all complete as per direction of engineer-in-charge | 40 mm thick Polyurethane foam( PUF) rigid insulation board | Sqm | 1283
Innovating Technologies, New Materials and Solar Panels | 32.67.2 | Providing and laying on smooth roof surface with CFC free, closed cell free Rigid Polyurethane foam slab over deck insulation conforming to IS -12436 (density of foam being 36±2 kg/m3) having thermal conductivity not more than 0.024 W/m.K, over a coat of cold adhesive like CPRX compound, laying 400 G polythene sheet over PUF slab and providing a wearing course of 40 mm thick cement screed 1: 2: 4 (1 cement: 2 coarse sand: 4 stone aggregate 20 mm nominal size) in chequered rough finish, in panels of 2.5 m x 2.5 m and embedding with 24 G wire netting and sealing the joints with polymerized mastic, all complete as per direction of engineer-in-charge | 50 mm thick Polyurethane foam (PUF) rigid insulation board | Sqm | 1419
Innovating Technologies, New Materials and Solar Panels | 32.67.3 | Providing and laying on smooth roof surface with CFC free, closed cell free Rigid Polyurethane foam slab over deck insulation conforming to IS -12436 (density of foam being 36±2 kg/m3) having thermal conductivity not more than 0.024 W/m.K, over a coat of cold adhesive like CPRX compound, laying 400 G polythene sheet over PUF slab and providing a wearing course of 40 mm thick cement screed 1: 2: 4 (1 cement: 2 coarse sand: 4 stone aggregate 20 mm nominal size) in chequered rough finish, in panels of 2.5 m x 2.5 m and embedding with 24 G wire netting and sealing the joints with polymerized mastic, all complete as per direction of engineer-in-charge | 60 mm thick Polyurethane foam (PUF) rigid insulation board | Sqm | 1555
Innovating Technologies, New Materials and Solar Panels | 32.67.4 | Providing and laying on smooth roof surface with CFC free, closed cell free Rigid Polyurethane foam slab over deck insulation conforming to IS -12436 (density of foam being 36±2 kg/m3) having thermal conductivity not more than 0.024 W/m.K, over a coat of cold adhesive like CPRX compound, laying 400 G polythene sheet over PUF slab and providing a wearing course of 40 mm thick cement screed 1: 2: 4 (1 cement: 2 coarse sand: 4 stone aggregate 20 mm nominal size) in chequered rough finish, in panels of 2.5 m x 2.5 m and embedding with 24 G wire netting and sealing the joints with polymerized mastic, all complete as per direction of engineer-in-charge | 70 mm thick Polyurethane foam (PUF) rigid insulation board | Sqm | 1690
Innovating Technologies, New Materials and Solar Panels | 32.68.1 | Providing and laying roof insulation with impervious sprayed, closed cell CFC free Rigid Polyurethane foam over deck insulation conforming to IS - 12432 Pt. Ill (density of foam being 40-45 kg/cum), over a coat of polyurethane primer applied @ 6-8 sqm per litre, laying 400G polythene sheet over PUF spray and providing a wearing course of 40mm thick cement screed 1: 2:4 (1 cement: 2 coarse sand: 4 stone aggregate 20mm nominal size) in chequered rough finish, in panels of 2.5m x 2.5 m and embedding with 24 G wire netting and sealing the joints with polymerised mastic and all complete as per direction of Engineer-in-Charge | 40 mm thick PUF Spray | Sqm | 1134
Innovating Technologies, New Materials and Solar Panels | 32.68.2 | Providing and laying roof insulation with impervious sprayed, closed cell CFC free Rigid Polyurethane foam over deck insulation conforming to IS - 12432 Pt. Ill (density of foam being 40-45 kg/cum), over a coat of polyurethane primer applied @ 6-8 sqm per litre, laying 400G polythene sheet over PUF spray and providing a wearing course of 40mm thick cement screed 1: 2:4 (1 cement: 2 coarse sand: 4 stone aggregate 20mm nominal size) in chequered rough finish, in panels of 2.5m x 2.5 m and embedding with 24 G wire netting and sealing the joints with polymerised mastic and all complete as per direction of Engineer-in-Charge | 50 mm thick PUF Spray | Sqm | 1269
Innovating Technologies, New Materials and Solar Panels | 32.68.3 | Providing and laying roof insulation with impervious sprayed, closed cell CFC free Rigid Polyurethane foam over deck insulation conforming to IS - 12432 Pt. Ill (density of foam being 40-45 kg/cum), over a coat of polyurethane primer applied @ 6-8 sqm per litre, laying 400G polythene sheet over PUF spray and providing a wearing course of 40mm thick cement screed 1: 2:4 (1 cement: 2 coarse sand: 4 stone aggregate 20mm nominal size) in chequered rough finish, in panels of 2.5m x 2.5 m and embedding with 24 G wire netting and sealing the joints with polymerised mastic and all complete as per direction of Engineer-in-Charge | 60 mm thick PUF Spray | Sqm | 1404
Innovating Technologies, New Materials and Solar Panels | 32.68.4 | Providing and laying roof insulation with impervious sprayed, closed cell CFC free Rigid Polyurethane foam over deck insulation conforming to IS - 12432 Pt. Ill (density of foam being 40-45 kg/cum), over a coat of polyurethane primer applied @ 6-8 sqm per litre, laying 400G polythene sheet over PUF spray and providing a wearing course of 40mm thick cement screed 1: 2:4 (1 cement: 2 coarse sand: 4 stone aggregate 20mm nominal size) in chequered rough finish, in panels of 2.5m x 2.5 m and embedding with 24 G wire netting and sealing the joints with polymerised mastic and all complete as per direction of Engineer-in-Charge | 70 mm thick PUF Spray | Sqm | 1540
Innovating Technologies, New Materials and Solar Panels | 32.69.1 | Providing and laying on smooth roof surface with extruded polystyrene (XPS) thermal insulating boards with ship lap joining on length side, (having thermal conductivity of 0.028 W/m.K on 90 days aging at 24 deg.C as per ASTM C518, compressive strength of over 250 kpa as per ASTM D 1621, tensile strength of over 300 kpa as per ASTM D1623 and has flammability of Class B2 as per DIN 4102, water absorption of less than 1% as per ASTM D2842, over a coat of cold adhesive like CPRX compound, laying 400 G polythene sheet over PUF slab and providing a wearing course of 40 mm thick cement screed 1: 2: 4 (1 cement: 2 coarse sand: 4 stone aggregate 20 mm nominal size) in chequered rough finish, in panels of 2.5 m x 2.5 m and embedding with 24 G wire netting and sealing the joints with polymerized mastic, all complete as per direction of engineer­ in-charge | 50 mm thick Extruded polystyrene rigid insulation board | Sqm | 1317
Innovating Technologies, New Materials and Solar Panels | 32.69.2 | Providing and laying on smooth roof surface with extruded polystyrene (XPS) thermal insulating boards with ship lap joining on length side, (having thermal conductivity of 0.028 W/m.K on 90 days aging at 24 deg.C as per ASTM C518, compressive strength of over 250 kpa as per ASTM D 1621, tensile strength of over 300 kpa as per ASTM D1623 and has flammability of Class B2 as per DIN 4102, water absorption of less than 1% as per ASTM D2842, over a coat of cold adhesive like CPRX compound, laying 400 G polythene sheet over PUF slab and providing a wearing course of 40 mm thick cement screed 1: 2: 4 (1 cement: 2 coarse sand: 4 stone aggregate 20 mm nominal size) in chequered rough finish, in panels of 2.5 m x 2.5 m and embedding with 24 G wire netting and sealing the joints with polymerized mastic, all complete as per direction of engineer­ in-charge | 75 mm thick Extruded polystyrene rigid insulation board | Sqm | 1685
Innovating Technologies, New Materials and Solar Panels | 32.69.3 | Providing and laying on smooth roof surface with extruded polystyrene (XPS) thermal insulating boards with ship lap joining on length side, (having thermal conductivity of 0.028 W/m.K on 90 days aging at 24 deg.C as per ASTM C518, compressive strength of over 250 kpa as per ASTM D 1621, tensile strength of over 300 kpa as per ASTM D1623 and has flammability of Class B2 as per DIN 4102, water absorption of less than 1% as per ASTM D2842, over a coat of cold adhesive like CPRX compound, laying 400 G polythene sheet over PUF slab and providing a wearing course of 40 mm thick cement screed 1: 2: 4 (1 cement: 2 coarse sand: 4 stone aggregate 20 mm nominal size) in chequered rough finish, in panels of 2.5 m x 2.5 m and embedding with 24 G wire netting and sealing the joints with polymerized mastic, all complete as per direction of engineer­ in-charge | 100 mm thick Extruded polystyrene rigid insulation board SOLAR PANELS | Sqm | 2053
Rain Water Harvesting & Tube wells | 33.1.1 | Boring with 100 mm diameter casing pipe for hand pump / tube well, in all soils except ordinary hard rocks requiring blasting, including removing the casing pipe after the hand pump / tube well is lowered and tested | Up to 6 metres depth | Metre | 251
Rain Water Harvesting & Tube wells | 33.1.2 | Boring with 100 mm diameter casing pipe for hand pump / tube well, in all soils except ordinary hard rocks requiring blasting, including removing the casing pipe after the hand pump / tube well is lowered and tested | Beyond 6 m and up to 12 m depth | Metre | 300
Rain Water Harvesting & Tube wells | 33.1.3 | Boring with 100 mm diameter casing pipe for hand pump / tube well, in all soils except ordinary hard rocks requiring blasting, including removing the casing pipe after the hand pump / tube well is lowered and tested | Beyond 12 m and up to 18 m depth | Metre | 351
Rain Water Harvesting & Tube wells | 33.2 | Providing and placing in position filters of 40 mm diameter G.I. pipe with brass strainer of approved quality |  | Metre | 614
Rain Water Harvesting & Tube wells | 33.3 | Providing and fixing to filter and lowering to proper levels 40 mm G.I. pipe for tube well including cleaning and priming the tube well |  | Metre | 351
Rain Water Harvesting & Tube wells | 33.4 | Providing and placing in position hand pump of approved quality for 40 mm diameter G.I. pipe complete with all accessories |  | Each | 958
Rain Water Harvesting & Tube wells | 33.5 | Providing and fixing factory made precast RCC perforated drain covers, having concrete of strength not less than M-25, of size 1000 x 450x50 mm, reinforced with 8 mm dia four Nos. longitudinal & 9 Nos. cross sectional T.M.T. hoop bars, including providing 50 mm dia perforations @ 100 to 125 mm c/c, including providing edge binding with M.S. flats of size 50 mm x 1.6 mm complete, all as per direction of Engineer-in-charge. TUBEWELLS |  | Each | 1149
Rain Water Harvesting & Tube wells | 33.6.1.1 | Boring/drilling bore well of required dia for casing/ strainer pipe, by suitable method prescribed in IS: 2800 (part I), including collecting samples from different strata, preparing and submitting strata chart/ bore log, including hire & running charges of all equipments, tools, plants & machineries required for the job, all complete as per direction of Engineer-in-charge, up to 90 metre depth below ground level | 300 mm dia | Metre | 572
Rain Water Harvesting & Tube wells | 33.6.1.2 | Boring/drilling bore well of required dia for casing/ strainer pipe, by suitable method prescribed in IS: 2800 (part I), including collecting samples from different strata, preparing and submitting strata chart/ bore log, including hire & running charges of all equipments, tools, plants & machineries required for the job, all complete as per direction of Engineer-in-charge, up to 90 metre depth below ground level | 350 mm dia | Metre | 625
Rain Water Harvesting & Tube wells | 33.6.1.3 | Boring/drilling bore well of required dia for casing/ strainer pipe, by suitable method prescribed in IS: 2800 (part I), including collecting samples from different strata, preparing and submitting strata chart/ bore log, including hire & running charges of all equipments, tools, plants & machineries required for the job, all complete as per direction of Engineer-in-charge, up to 90 metre depth below ground level | 400 mm dia | Metre | 801
Rain Water Harvesting & Tube wells | 33.6.2.1 | Boring/drilling bore well of required dia for casing/ strainer pipe, by suitable method prescribed in IS: 2800 (part I), including collecting samples from different strata, preparing and submitting strata chart/ bore log, including hire & running charges of all equipments, tools, plants & machineries required for the job, all complete as per direction of Engineer-in-charge, up to 90 metre depth below ground level — Rocky strata including Boulders | 300 mm dia | Metre | 1248
Rain Water Harvesting & Tube wells | 33.6.2.2 | Boring/drilling bore well of required dia for casing/ strainer pipe, by suitable method prescribed in IS: 2800 (part I), including collecting samples from different strata, preparing and submitting strata chart/ bore log, including hire & running charges of all equipments, tools, plants & machineries required for the job, all complete as per direction of Engineer-in-charge, up to 90 metre depth below ground level — Rocky strata including Boulders | 350 mm dia | Metre | 1281
Rain Water Harvesting & Tube wells | 33.6.2.3 | Boring/drilling bore well of required dia for casing/ strainer pipe, by suitable method prescribed in IS: 2800 (part I), including collecting samples from different strata, preparing and submitting strata chart/ bore log, including hire & running charges of all equipments, tools, plants & machineries required for the job, all complete as per direction of Engineer-in-charge, up to 90 metre depth below ground level — Rocky strata including Boulders | 400 mm dia | Metre | 1393
Rain Water Harvesting & Tube wells | 33.7.1.1 | Boring/drilling bore well of required dia for casing/ strainer pipe, by suitable method prescribed in IS: 2800 (part I), including collecting samples from different strata, preparing and submitting strata chart/ bore log, including hire & running charges of all equipments, tools, plants & machineries required for the job, all complete as per direction of Engineer -in-charge, beyond 90 metre & up to 150 metre depth below ground level | 300 mm dia | Metre | 667
Rain Water Harvesting & Tube wells | 33.7.1.2 | Boring/drilling bore well of required dia for casing/ strainer pipe, by suitable method prescribed in IS: 2800 (part I), including collecting samples from different strata, preparing and submitting strata chart/ bore log, including hire & running charges of all equipments, tools, plants & machineries required for the job, all complete as per direction of Engineer -in-charge, beyond 90 metre & up to 150 metre depth below ground level | 350 mm dia | Metre | 741
Rain Water Harvesting & Tube wells | 33.7.1.3 | Boring/drilling bore well of required dia for casing/ strainer pipe, by suitable method prescribed in IS: 2800 (part I), including collecting samples from different strata, preparing and submitting strata chart/ bore log, including hire & running charges of all equipments, tools, plants & machineries required for the job, all complete as per direction of Engineer -in-charge, beyond 90 metre & up to 150 metre depth below ground level | 400 mm dia | Metre | 1001
Rain Water Harvesting & Tube wells | 33.7.2.1 | Boring/drilling bore well of required dia for casing/ strainer pipe, by suitable method prescribed in IS: 2800 (part I), including collecting samples from different strata, preparing and submitting strata chart/ bore log, including hire & running charges of all equipments, tools, plants & machineries required for the job, all complete as per direction of Engineer -in-charge, beyond 90 metre & up to 150 metre depth below ground level — Rocky strata including Boulders | 300 mm dia | Metre | 1306
Rain Water Harvesting & Tube wells | 33.7.2.2 | Boring/drilling bore well of required dia for casing/ strainer pipe, by suitable method prescribed in IS: 2800 (part I), including collecting samples from different strata, preparing and submitting strata chart/ bore log, including hire & running charges of all equipments, tools, plants & machineries required for the job, all complete as per direction of Engineer -in-charge, beyond 90 metre & up to 150 metre depth below ground level — Rocky strata including Boulders | 350 mm dia | Metre | 1334
Rain Water Harvesting & Tube wells | 33.7.2.3 | Boring/drilling bore well of required dia for casing/ strainer pipe, by suitable method prescribed in IS: 2800 (part I), including collecting samples from different strata, preparing and submitting strata chart/ bore log, including hire & running charges of all equipments, tools, plants & machineries required for the job, all complete as per direction of Engineer -in-charge, beyond 90 metre & up to 150 metre depth below ground level — Rocky strata including Boulders | 400 mm dia | Metre | 1656
Rain Water Harvesting & Tube wells | 33.8.1 | Supplying, assembling, lowering and fixing in vertical position in bore well, Unplasticised PVC medium well casing (CM) pipe of required dia, conforming to IS: 12818, including required hire and labour charges, fittings & accessories etc. all complete, for all depths, as per direction of Engineer -in-charge | 100 mm nominal size dia | Metre | 578
Rain Water Harvesting & Tube wells | 33.8.2 | Supplying, assembling, lowering and fixing in vertical position in bore well, Unplasticised PVC medium well casing (CM) pipe of required dia, conforming to IS: 12818, including required hire and labour charges, fittings & accessories etc. all complete, for all depths, as per direction of Engineer -in-charge | 150 mm nominal size dia | Metre | 665
Rain Water Harvesting & Tube wells | 33.8.3 | Supplying, assembling, lowering and fixing in vertical position in bore well, Unplasticised PVC medium well casing (CM) pipe of required dia, conforming to IS: 12818, including required hire and labour charges, fittings & accessories etc. all complete, for all depths, as per direction of Engineer -in-charge | 200 mm nominal size dia | Metre | 1030
Rain Water Harvesting & Tube wells | 33.9.1 | Supplying, assembling, lowering and fixing in vertical position in bore well Unplasticised PVC medium well screen (RMS) pipes with ribs, conforming to IS: 12818, including hire & labour charges, fittings & accessories etc. all complete, for all depths, as per direction of Engineer-in-charge | 100 mm nominal size dia | Metre | 627
Rain Water Harvesting & Tube wells | 33.9.2 | Supplying, assembling, lowering and fixing in vertical position in bore well Unplasticised PVC medium well screen (RMS) pipes with ribs, conforming to IS: 12818, including hire & labour charges, fittings & accessories etc. all complete, for all depths, as per direction of Engineer-in-charge | 150 mm nominal size dia | Metre | 719
Rain Water Harvesting & Tube wells | 33.9.3 | Supplying, assembling, lowering and fixing in vertical position in bore well Unplasticised PVC medium well screen (RMS) pipes with ribs, conforming to IS: 12818, including hire & labour charges, fittings & accessories etc. all complete, for all depths, as per direction of Engineer-in-charge | 200 mm nominal size dia | Metre | 1097
Rain Water Harvesting & Tube wells | 33.10.1 | Supplying, assembling, lowering and fixing in vertical position in bore well, ERW (Electric Resistance Welded) FE 410 mild steel screwed and socketed/plain ended casing pipes of required dia, conforming to IS: 4270, of reputed & approved make, including painted with outside surface with two coats of anticorrosive paint of approved brand and manufacture, including required hire & labour charges, fittings & accessories, all complete, for all depths, as per direction of Engineer-in-charge | 100 mm nominal size dia having minimum wall thickness 5.00 mm | Metre | 1103
Rain Water Harvesting & Tube wells | 33.10.2 | Supplying, assembling, lowering and fixing in vertical position in bore well, ERW (Electric Resistance Welded) FE 410 mild steel screwed and socketed/plain ended casing pipes of required dia, conforming to IS: 4270, of reputed & approved make, including painted with outside surface with two coats of anticorrosive paint of approved brand and manufacture, including required hire & labour charges, fittings & accessories, all complete, for all depths, as per direction of Engineer-in-charge | 150 mm nominal size dia having minimum wall thickness 5.00 mm | Metre | 1553
Rain Water Harvesting & Tube wells | 33.10.3 | Supplying, assembling, lowering and fixing in vertical position in bore well, ERW (Electric Resistance Welded) FE 410 mild steel screwed and socketed/plain ended casing pipes of required dia, conforming to IS: 4270, of reputed & approved make, including painted with outside surface with two coats of anticorrosive paint of approved brand and manufacture, including required hire & labour charges, fittings & accessories, all complete, for all depths, as per direction of Engineer-in-charge | 200 mm nominal size dia having minimum wall thickness 5.40 mm | Metre | 1932
Rain Water Harvesting & Tube wells | 33.11.1 | Supplying, assembling, lowering and fixing in vertical position in bore well, ERW (Electric Resistance Welded) FE 410 plain slotted (having slot of size 1.6/3.2 mm) mild steel threaded and socketed/ plain bevel ended pipe (type A) of required dia, conforming to IS: 8110, of reputed and approved make, having wall thickness not less than 5.40 mm, including painted with outside surface with two coats of anticorrosive bitumastic paint of approved brand and manufacture, including hire & labour charges, fittings & accessories, all complete, for all depths, as per direction of Engineer-in-charge | 100 mm nominal size dia | Metre | 1129
Rain Water Harvesting & Tube wells | 33.11.2 | Supplying, assembling, lowering and fixing in vertical position in bore well, ERW (Electric Resistance Welded) FE 410 plain slotted (having slot of size 1.6/3.2 mm) mild steel threaded and socketed/ plain bevel ended pipe (type A) of required dia, conforming to IS: 8110, of reputed and approved make, having wall thickness not less than 5.40 mm, including painted with outside surface with two coats of anticorrosive bitumastic paint of approved brand and manufacture, including hire & labour charges, fittings & accessories, all complete, for all depths, as per direction of Engineer-in-charge | 150 mm nominal size dia | Metre | 1588
Rain Water Harvesting & Tube wells | 33.11.3 | Supplying, assembling, lowering and fixing in vertical position in bore well, ERW (Electric Resistance Welded) FE 410 plain slotted (having slot of size 1.6/3.2 mm) mild steel threaded and socketed/ plain bevel ended pipe (type A) of required dia, conforming to IS: 8110, of reputed and approved make, having wall thickness not less than 5.40 mm, including painted with outside surface with two coats of anticorrosive bitumastic paint of approved brand and manufacture, including hire & labour charges, fittings & accessories, all complete, for all depths, as per direction of Engineer-in-charge | 200 mm nominal size dia | Metre | 1967
Rain Water Harvesting & Tube wells | 33.12 | Supplying, filling, spreading & levelling stone boulders of size range 5 cm to 20 cm, in recharge pit, in the required thickness, for all leads & lifts, all complete as per direction of Engineer-in- charge |  | Cum | 1164
Rain Water Harvesting & Tube wells | 33.13 | Supplying, filling, spreading & levelling gravels of size range 5 mm to 1O mm, in the recharge pit, over the existing layer of boulders, in required thickness, for all leads & lifts, all complete as per direction of Engineer-in-charge |  | Cum | 1164
Rain Water Harvesting & Tube wells | 33.14 | Supplying, filling, spreading & levelling coarse sand of size range 1.5 mm to 2 mm in recharge pit, in required thickness over gravel layer, for all leads & lifts, all complete as per direction of Engineer -in-charge |  | Cum | 1164
Rain Water Harvesting & Tube wells | 33.15 | Gravel packing in tube well construction in accordance with IS: 4097, including providing gravel fine/ medium/ coarse, in required grading & sizes as per actual requirement, all complete as per direction of Engineer-in-charge |  | Cum | 1306
Rain Water Harvesting & Tube wells | 33.16.1 | Providing and fixing suitable size threaded mild steel cap or spot welded plate to the top of bore well housing/ casing pipe, removable as per requirement, all complete for bore well of | 100 mm dia | Each | 184
Rain Water Harvesting & Tube wells | 33.16.2 | Providing and fixing suitable size threaded mild steel cap or spot welded plate to the top of bore well housing/ casing pipe, removable as per requirement, all complete for bore well of | 150 mm dia | Each | 205
Rain Water Harvesting & Tube wells | 33.16.3 | Providing and fixing suitable size threaded mild steel cap or spot welded plate to the top of bore well housing/ casing pipe, removable as per requirement, all complete for bore well of | 200 mm dia | Each | 273
Rain Water Harvesting & Tube wells | 33.17.1 | Providing and fixing M.S. clamp of required dia to the top of casing/ housing pipe of tube well as per IS: 2800 (part I), including necessary bolts & nuts of required size complete | 100 mm clamp | Each | 1266
Rain Water Harvesting & Tube wells | 33.17.2 | Providing and fixing M.S. clamp of required dia to the top of casing/ housing pipe of tube well as per IS: 2800 (part I), including necessary bolts & nuts of required size complete | 150 mm clamp | Each | 1334
Rain Water Harvesting & Tube wells | 33.17.3 | Providing and fixing M.S. clamp of required dia to the top of casing/ housing pipe of tube well as per IS: 2800 (part I), including necessary bolts & nuts of required size complete | 200 mm clamp | Each | 1521
Rain Water Harvesting & Tube wells | 33.18.1 | Providing and fixing Bail plug/ Bottom plug of required dia to the bottom of pipe assembly of tube well as per IS:2800 (part I) | 100 mm dia | Each | 212
Rain Water Harvesting & Tube wells | 33.18.2 | Providing and fixing Bail plug/ Bottom plug of required dia to the bottom of pipe assembly of tube well as per IS:2800 (part I) | 150 mm dia | Each | 264
Rain Water Harvesting & Tube wells | 33.18.3 | Providing and fixing Bail plug/ Bottom plug of required dia to the bottom of pipe assembly of tube well as per IS:2800 (part I) | 200 mm dia | Each | 290
Rain Water Harvesting & Tube wells | 33.19 | Development of tube well in accordance with IS: 2800 (part I) and IS: 11189, to establish maximum rate of usable water yield without sand content (beyond permissible limit), with required capacity air compressor, running the compressor for required time till well is fully developed, measuring yield of well by "V'' notch method or any other approved method, measuring static level & draw down etc. by step draw down method, collecting water samples & getting tested in approved laboratory, i/c disinfection of tube well, all complete, including hire & labour charges of air compressor, tools & accessories etc., all as per requirement and direction of Engineer-in-charge |  | Hour | 1153
Road Furniture | 34.1.1 | Cast in Sib.I Cement Concrete M20 Kerb Construction of cement concrete kerb with top and bottom width 115 and 165 mm respectively, 250 mm high in M 20 grade PCC on M-1 O grade foundation 150 mm thick, foundation having 50 mm projection beyond kerb stone, kerb stone laid with kerb laying machine, foundation concrete laid manually, all complete as per clause 408 | Using Concrete Mixer | Metre | 244
Road Furniture | 34.1.2 | Cast in Sib.I Cement Concrete M20 Kerb Construction of cement concrete kerb with top and bottom width 115 and 165 mm respectively, 250 mm high in M 20 grade PCC on M-1 O grade foundation 150 mm thick, foundation having 50 mm projection beyond kerb stone, kerb stone laid with kerb laying machine, foundation concrete laid manually, all complete as per clause 408 | Using Concrete Batching and Mixing Plant | Metre | 231
Road Furniture | 34.2.1 | Cast in Situ Cement Concrete M 20 Kerb with Channel Construction of cement concrete kerb with channel with top and bottom width 115 and 165 mm respectively, 250 mm high in M 20 grade PCC on M10 grade foundation 150 mm thick, kerb channel 300 mm wide, 50 mm thick in PCCM20 grade, sloped towards the kerb, kerb stone with channel laid with kerb laying machine, foundation concrete laid manually, all complete as per clause 408 | Using Concrete Mixer | Metre | 433
Road Furniture | 34.2.2 | Cast in Situ Cement Concrete M 20 Kerb with Channel Construction of cement concrete kerb with channel with top and bottom width 115 and 165 mm respectively, 250 mm high in M 20 grade PCC on M10 grade foundation 150 mm thick, kerb channel 300 mm wide, 50 mm thick in PCCM20 grade, sloped towards the kerb, kerb stone with channel laid with kerb laying machine, foundation concrete laid manually, all complete as per clause 408 | Using Concrete Batching and Mixing Plant | Metre | 420
Road Furniture | 34.4.1 | Cautionary sign board 900x900x900mm triangular as per IRC 67- 2012 with retro reflective Sheeting as per ASTM D 4956 09 and as per IRC 67 2012 fixed over 4mm thick aluminium Composite material (ACM) sheeting having aluminium skin thickness of 0.4 to 0.5 mm on both sided and fixing the same with suitable size aluminium alloy rivets @ 200 mm c/c to back support frame of 25x25x3mm angle iron supported on a square hollow steel section post 60x60x3.2mm conforming to IS 4923 without cost of definition plate firmly fixed to ground in foundation concrete M-25 of size 0.45x0.45x0.75m for vertical post complete as per clause 801 of MORT&H specifications. Supplier shall provide a warranty as per clause 6.9 of IRC 67-2012 for retro reflective sheeting & a certified copy of test reports including three year outdoor weathering test report for sheeting tested in India condition from an independent test laboratory conforming to clause 6.7 of IRC 67-2012 | Using retro reflective Sheeting Class C as per IRC 67 2012 | Each | 4761
Road Furniture | 34.4.2 | Cautionary sign board 900x900x900mm triangular as per IRC 67- 2012 with retro reflective Sheeting as per ASTM D 4956 09 and as per IRC 67 2012 fixed over 4mm thick aluminium Composite material (ACM) sheeting having aluminium skin thickness of 0.4 to 0.5 mm on both sided and fixing the same with suitable size aluminium alloy rivets @ 200 mm c/c to back support frame of 25x25x3mm angle iron supported on a square hollow steel section post 60x60x3.2mm conforming to IS 4923 without cost of definition plate firmly fixed to ground in foundation concrete M-25 of size 0.45x0.45x0.75m for vertical post complete as per clause 801 of MORT&H specifications. Supplier shall provide a warranty as per clause 6.9 of IRC 67-2012 for retro reflective sheeting & a certified copy of test reports including three year outdoor weathering test report for sheeting tested in India condition from an independent test laboratory conforming to clause 6.7 of IRC 67-2012 | Using high intensity Microprisomatic grade retro reflective Sheeting Class Bas per IRC 67 2012 | Each | 3956
Road Furniture | 34.5.1 | Cautionary sign board 600x600x600mm triangular as per IRC 67- 2012 with retro reflective Sheeting as per ASTM D 4956 09 and as per IRC 67 2012 fixed over 3 mm thick aluminium Composite material (ACM) sheeting having aluminium skin thickness of 0.4 to 0.5 mm on both sided and fixing the same with suitable size aluminium alloy rivets @ 200 mm c/c to back support frame of 25x25x3mm angle iron supported on a square hollow steel section post 60x60x3.2mm conforming to IS 4923 without cost of definition plate firmly fixed to ground in foundation concrete M-25 of size 0.45xD.45xD.75m for vertical post complete as per clause 801 of MORT&H specifications. Supplier shall provide a warranty as per clause 6.9 of IRC 67-2012 for retro reflective sheeting & a certified copy of test reports from an independent test laboratory including three year outdoor weathering test report for sheeting tested in India condition conforming to clause 6.7 of IRC 67-2012 | Using retro reflective Sheeting Class C as per IRC 67 2012 | Each | 3385
Road Furniture | 34.5.2 | Cautionary sign board 600x600x600mm triangular as per IRC 67- 2012 with retro reflective Sheeting as per ASTM D 4956 09 and as per IRC 67 2012 fixed over 3 mm thick aluminium Composite material (ACM) sheeting having aluminium skin thickness of 0.4 to 0.5 mm on both sided and fixing the same with suitable size aluminium alloy rivets @ 200 mm c/c to back support frame of 25x25x3mm angle iron supported on a square hollow steel section post 60x60x3.2mm conforming to IS 4923 without cost of definition plate firmly fixed to ground in foundation concrete M-25 of size 0.45xD.45xD.75m for vertical post complete as per clause 801 of MORT&H specifications. Supplier shall provide a warranty as per clause 6.9 of IRC 67-2012 for retro reflective sheeting & a certified copy of test reports from an independent test laboratory including three year outdoor weathering test report for sheeting tested in India condition conforming to clause 6.7 of IRC 67-2012 | Using high intensity Microprisomatic grade retro reflective Sheeting Class Bas per IRC 67 2012 | Each | 3027
Road Furniture | 34.6.1 | Mandatory sign board 900 mm circular as per IRC 67- 2012 with retro reflective Sheeting as per ASTM D 4956 09 and as per IRC 67 2012 fixed over 4 mm thick aluminium Composite material (ACM) sheeting having aluminium skin thickness of 0.4 to 0.5 mm on both sided and fixing the same with suitable size aluminium alloy rivets @ 200 mm c/c to back support frame of 25x25x3mm angle iron supported on a square hollow steel section post 60x60x3.2mm conforming to IS 4923 without cost of definition plate firmly fixed to ground in foundation concrete M-25 of size 0.45x0.45x0.75m for vertical post complete as per clause 801 of MORT&H specifications. Supplier shall provide a warranty as per clause 6.9 of IRC 67-2012 for retro reflective sheeting & a certified copy of test reports from an independent test laboratory including three year outdoor weathering test report for sheeting tested in India condition conforming to clause 6.7 of IRC 67-2012 | Using retro reflective Sheeting Class C as per IRC 67 2012 | Each | 6485
Road Furniture | 34.6.2 | Mandatory sign board 900 mm circular as per IRC 67- 2012 with retro reflective Sheeting as per ASTM D 4956 09 and as per IRC 67 2012 fixed over 4 mm thick aluminium Composite material (ACM) sheeting having aluminium skin thickness of 0.4 to 0.5 mm on both sided and fixing the same with suitable size aluminium alloy rivets @ 200 mm c/c to back support frame of 25x25x3mm angle iron supported on a square hollow steel section post 60x60x3.2mm conforming to IS 4923 without cost of definition plate firmly fixed to ground in foundation concrete M-25 of size 0.45x0.45x0.75m for vertical post complete as per clause 801 of MORT&H specifications. Supplier shall provide a warranty as per clause 6.9 of IRC 67-2012 for retro reflective sheeting & a certified copy of test reports from an independent test laboratory including three year outdoor weathering test report for sheeting tested in India condition conforming to clause 6.7 of IRC 67-2012 | Using high intensity Microprisomatic grade retro reflective Sheeting Class Bas per IRC 67 2012 | Each | 5027
Road Furniture | 34.7.1 | Mandatory sign board 600 mm circular as per IRC 67- 2012 with retro reflective Sheeting as per ASTM D 4956 09 and as per IRC 67 2012 fixed over 3 mm thick aluminium Composite material (ACM) sheeting having aluminium skin thickness of 0.4 to 0.5 mm on both sided and fixing the same with suitable size aluminium alloy rivets @ 200 mm c/c to back support frame of 25x25x3mm angle iron supported on a square hollow steel section post 6Dx60x3.2mm conforming to IS 4923 without cost of definition plate firmly fixed to ground in foundation concrete M-25 of size 0.45x0.45x0.75m for vertical post complete as per clause 801 of MORT&H specifications. Supplier shall provide a warranty as per clause 6.9 of IRC 67-2012 for retro reflective sheeting & a certified copy of test reports from an independent test laboratory including three year outdoor weathering test report for sheeting tested in India condition conforming to clause 6.7 of IRC 67-2012 | Using retro reflective Sheeting Class C as per IRC 67 2012 | Each | 4117
Road Furniture | 34.7.2 | Mandatory sign board 600 mm circular as per IRC 67- 2012 with retro reflective Sheeting as per ASTM D 4956 09 and as per IRC 67 2012 fixed over 3 mm thick aluminium Composite material (ACM) sheeting having aluminium skin thickness of 0.4 to 0.5 mm on both sided and fixing the same with suitable size aluminium alloy rivets @ 200 mm c/c to back support frame of 25x25x3mm angle iron supported on a square hollow steel section post 6Dx60x3.2mm conforming to IS 4923 without cost of definition plate firmly fixed to ground in foundation concrete M-25 of size 0.45x0.45x0.75m for vertical post complete as per clause 801 of MORT&H specifications. Supplier shall provide a warranty as per clause 6.9 of IRC 67-2012 for retro reflective sheeting & a certified copy of test reports from an independent test laboratory including three year outdoor weathering test report for sheeting tested in India condition conforming to clause 6.7 of IRC 67-2012 | Using high intensity Microprisomatic grade retro reflective Sheeting Class Bas per IRC 67 2012 | Each | 3471
Road Furniture | 34.8.1 | Informatory sign board 800x600 rectangular as per IRC 67- 2012 with retro reflective Sheeting as per ASTM D 4956 09 and as per IRC 67 2012 fixed over 4 mm thick aluminium Composite material (ACM) sheeting having aluminium skin thickness of 0.4 to 0.5 mm on both sided and fixing the same with suitable size aluminium alloy rivets @ 200 mm c/c to back support frame of 25x25x3mm angle iron supported on a square hollow steel section post 60x6Dx3.2mm conforming to IS 4923 without cost of definition plate firmly fixed to ground in foundation concrete M-25 of size 0.45x0.45x0.75m for vertical post complete as per clause 801 of MORT&H specifications. Supplier shall provide a warranty as per clause 6.9 of IRC 67-2012 for retro reflective sheeting & a certified copy of test reports from an independent test laboratory including three year outdoor weathering test report for sheeting tested in India condition conforming to clause 6.7 of IRC 67-2012 | Using retro reflective Sheeting Class C as per IRC 67 2012 | Each | 5448
Road Furniture | 34.8.2 | Informatory sign board 800x600 rectangular as per IRC 67- 2012 with retro reflective Sheeting as per ASTM D 4956 09 and as per IRC 67 2012 fixed over 4 mm thick aluminium Composite material (ACM) sheeting having aluminium skin thickness of 0.4 to 0.5 mm on both sided and fixing the same with suitable size aluminium alloy rivets @ 200 mm c/c to back support frame of 25x25x3mm angle iron supported on a square hollow steel section post 60x6Dx3.2mm conforming to IS 4923 without cost of definition plate firmly fixed to ground in foundation concrete M-25 of size 0.45x0.45x0.75m for vertical post complete as per clause 801 of MORT&H specifications. Supplier shall provide a warranty as per clause 6.9 of IRC 67-2012 for retro reflective sheeting & a certified copy of test reports from an independent test laboratory including three year outdoor weathering test report for sheeting tested in India condition conforming to clause 6.7 of IRC 67-2012 | Using high intensity Microprisomatic grade retro reflective Sheeting Clan Bas per IRC 67 2012 | Each | 4347
Road Furniture | 34.9.1 | Informatory sign board 600x450 rectangular as per IRC 67- 2012 with retro reflective Sheeting as per ASTM D 4956 09 and as per IRC 67 2012 fixed over 3 mm thick aluminium Composite material (ACM) sheeting having aluminium skin thickness of 0.4 to 0.5 mm on both sided and fixing the same with suitable size aluminium alloy rivets @ 200 mm c/c to back support frame of 25x25x3mm angle iron supported on a square hollow steel section post 60x60x3.2mm conforming to IS 4923 without cost of definition plate firmly fixed to ground in foundation concrete M-25 of size 0.45x0.45x0.75m for vertical post complete as per dause 801 of MORT&H specifications. Supplier shall provide a warranty as per clause 6.9 of IRC 67-2012 for retro reflective sheeting & a certified copy of test reports from an independent test laboratory including three year outdoor weathering test report for sheeting tested in India condition conforming to clause 6.7 of IRC 67-2012 | Using retro reflective Sheeting Class C as per IRC 67 2012 | Each | 3975
Road Furniture | 34.9.2 | Informatory sign board 600x450 rectangular as per IRC 67- 2012 with retro reflective Sheeting as per ASTM D 4956 09 and as per IRC 67 2012 fixed over 3 mm thick aluminium Composite material (ACM) sheeting having aluminium skin thickness of 0.4 to 0.5 mm on both sided and fixing the same with suitable size aluminium alloy rivets @ 200 mm c/c to back support frame of 25x25x3mm angle iron supported on a square hollow steel section post 60x60x3.2mm conforming to IS 4923 without cost of definition plate firmly fixed to ground in foundation concrete M-25 of size 0.45x0.45x0.75m for vertical post complete as per dause 801 of MORT&H specifications. Supplier shall provide a warranty as per clause 6.9 of IRC 67-2012 for retro reflective sheeting & a certified copy of test reports from an independent test laboratory including three year outdoor weathering test report for sheeting tested in India condition conforming to clause 6.7 of IRC 67-2012 | Using high intensity Microprisomatic grade retro reflective Sheeting Class Bas per IRC 67 2012 | Each | 3359
Road Furniture | 34.10.1 | Informatory sign board 600x600 rectangular as per IRC 67- 2012 with retro reflective Sheeting as per ASTM D 4956 09 and as per IRC 67 2012 fixed over 3 mm thick aluminium Composite material (ACM) sheeting having aluminium skin thickness of 0.4 to 0.5 mm on both sided and fixing the same with suitable size aluminium alloy rivets @ 200 mm c/c to back support frame of 25x25x3mm angle iron supported on a square hollow steel section post 60x60x3.2mm conforming to IS 4923 without cost of definition plate firmly fixed to ground in foundation concrete M-25 of size 0.45x0.45x0.75m for vertical post complete as per dause 801 of MORT&H specifications. Supplier shall provide a warranty as per clause 6.9 of IRC 67-2012 for retro reflective sheeting & a certified copy of test reports from an independent test laboratory including three year outdoor weathering test report for sheeting tested in India condition conforming to clause 6.7 of IRC 67-2012 | Using retro reflective Sheeting Class C as per IRC 67 2012 | Each | 4588
Road Furniture | 34.10.2 | Informatory sign board 600x600 rectangular as per IRC 67- 2012 with retro reflective Sheeting as per ASTM D 4956 09 and as per IRC 67 2012 fixed over 3 mm thick aluminium Composite material (ACM) sheeting having aluminium skin thickness of 0.4 to 0.5 mm on both sided and fixing the same with suitable size aluminium alloy rivets @ 200 mm c/c to back support frame of 25x25x3mm angle iron supported on a square hollow steel section post 60x60x3.2mm conforming to IS 4923 without cost of definition plate firmly fixed to ground in foundation concrete M-25 of size 0.45x0.45x0.75m for vertical post complete as per dause 801 of MORT&H specifications. Supplier shall provide a warranty as per clause 6.9 of IRC 67-2012 for retro reflective sheeting & a certified copy of test reports from an independent test laboratory including three year outdoor weathering test report for sheeting tested in India condition conforming to clause 6.7 of IRC 67-2012 | Using high intensity Microprisomatic grade retro reflective Sheeting Class Bas per IRC 67 2012 | Each | 3763
Road Furniture | 34.11.1 | Informatory sign board 900x600 rectangular as per IRC 67- 2012 with retro reflective Sheeting as per ASTM D 4956 09 and as per IRC 67 2012 fixed over 4 mm thick aluminium Composite material (ACM) sheeting having aluminium skin thickness of 0.4 to 0.5 mm on both sided and fixing the same with suitable size aluminium alloy rivets @ 200 mm c/c to back support frame of 25x25x3mm angle iron supported on a square hollow steel section post 60x60x3.2mm conforming to IS 4923 without cost of definition plate firmly fixed to ground in foundation concrete M-25 of size 0.45x0.45x0.75m for vertical post complete as per dause 801 of MORT&H specifications. Supplier shall provide a warranty as per clause 6.9 of IRC 67-2012 for retro reflective sheeting & a certified copy of test reports from an independent test laboratory including three year outdoor weathering test report for sheeting tested in India condition conforming to clause 6.7 of IRC 67-2012 | Using retro reflective Sheeting Class C as per IRC 67 2012 | Each | 7465
Road Furniture | 34.11.2 | Informatory sign board 900x600 rectangular as per IRC 67- 2012 with retro reflective Sheeting as per ASTM D 4956 09 and as per IRC 67 2012 fixed over 4 mm thick aluminium Composite material (ACM) sheeting having aluminium skin thickness of 0.4 to 0.5 mm on both sided and fixing the same with suitable size aluminium alloy rivets @ 200 mm c/c to back support frame of 25x25x3mm angle iron supported on a square hollow steel section post 60x60x3.2mm conforming to IS 4923 without cost of definition plate firmly fixed to ground in foundation concrete M-25 of size 0.45x0.45x0.75m for vertical post complete as per dause 801 of MORT&H specifications. Supplier shall provide a warranty as per clause 6.9 of IRC 67-2012 for retro reflective sheeting & a certified copy of test reports from an independent test laboratory including three year outdoor weathering test report for sheeting tested in India condition conforming to clause 6.7 of IRC 67-2012 | Using high intensity Microprisomatic grade retro reflective Sheeting Class Bas per IRC 67 2012 | Each | 6321
Road Furniture | 34.12.1 | Advance Direction sign board 900x900 square as per IRC 67- 2012 with retro reflective Sheeting as per ASTM D 4956 09 and as per IRC 67 2012 fixed over 4 mm thick aluminium Composite material (ACM) sheeting having aluminium skin thickness of 0.4 to 0.5 mm on both sided and fixing the same with suitable size aluminium alloy rivets @ 200 mm c/c to back support frame of 25x25x3mm angle iron supported on a square hollow steel section post 60x60x3.2mm conforming to IS 4923 without cost of definition plate firmly fixed to ground in foundation concrete M-25 of size 0.45x0.45x0.75m for vertical post complete as per dause 801 of MORT&H specifications. Supplier shall provide a warranty as per clause 6.9 of IRC 67-2012 for retro reflective sheeting & a certified copy of test reports from an independent test laboratory including three year outdoor weathering test report for sheeting tested in India condition conforming to clause 6.7 of IRC 67-2012 | Using retro reflective Sheeting Class C as per IRC 67 2012 | Each | 11187
Road Furniture | 34.12.2 | Advance Direction sign board 900x900 square as per IRC 67- 2012 with retro reflective Sheeting as per ASTM D 4956 09 and as per IRC 67 2012 fixed over 4 mm thick aluminium Composite material (ACM) sheeting having aluminium skin thickness of 0.4 to 0.5 mm on both sided and fixing the same with suitable size aluminium alloy rivets @ 200 mm c/c to back support frame of 25x25x3mm angle iron supported on a square hollow steel section post 60x60x3.2mm conforming to IS 4923 without cost of definition plate firmly fixed to ground in foundation concrete M-25 of size 0.45x0.45x0.75m for vertical post complete as per dause 801 of MORT&H specifications. Supplier shall provide a warranty as per clause 6.9 of IRC 67-2012 for retro reflective sheeting & a certified copy of test reports from an independent test laboratory including three year outdoor weathering test report for sheeting tested in India condition conforming to clause 6.7 of IRC 67-2012 | Using high intensity Microprisomatic grade retro reflective Sheeting Class Bas per IRC 67 2012 | Each | 9524
Road Furniture | 34.13.1 | Advance Direction signboard 1200x900 square as per IRC 67- 2012 with retro reflective Sheeting as per ASTM D 4956 09 and as per IRC 67 2012 fixed over 4 mm thick aluminium Composite material (ACM) sheeting having aluminium skin thickness of 0.4 to 0.5 mm on both sided and fixing the same with suitable size aluminium alloy rivets @ 200 mm c/c to back support frame of 25x25x3mm angle iron supported on a square hollow steel section post 60x60x3.2mm conforming to IS 4923 without cost of definition plate firmly fixed to ground in foundation concrete M-25 of size 0.45x0.45x0.75m for vertical post complete as per dause 801 of MORT&H specifications. Supplier shall provide a warranty as per clause 6.9 of IRC 67-2012 for retro reflective sheeting & a certified copy of test reports from an independent test laboratory including three year outdoor weathering test report for sheeting tested in India condition conforming to clause 6.7 of IRC 67-2012 | Using retro reflective Sheeting Class C as per IRC 67 2012 | Each | 13150
Road Furniture | 34.13.2 | Advance Direction signboard 1200x900 square as per IRC 67- 2012 with retro reflective Sheeting as per ASTM D 4956 09 and as per IRC 67 2012 fixed over 4 mm thick aluminium Composite material (ACM) sheeting having aluminium skin thickness of 0.4 to 0.5 mm on both sided and fixing the same with suitable size aluminium alloy rivets @ 200 mm c/c to back support frame of 25x25x3mm angle iron supported on a square hollow steel section post 60x60x3.2mm conforming to IS 4923 without cost of definition plate firmly fixed to ground in foundation concrete M-25 of size 0.45x0.45x0.75m for vertical post complete as per dause 801 of MORT&H specifications. Supplier shall provide a warranty as per clause 6.9 of IRC 67-2012 for retro reflective sheeting & a certified copy of test reports from an independent test laboratory including three year outdoor weathering test report for sheeting tested in India condition conforming to clause 6.7 of IRC 67-2012 | Using high intensity Microprisomatic grade retro reflective Sheeting Class Bas per IRC 67 2012 | Each | 10792
Road Furniture | 34.14.1 | Advance Direction signboard 1200x1200 square as per IRC 67- 2012 with retro reflective Sheeting as per ASTM D 4956 09 and as per IRC 67 2012 fixed over 4 mm thick aluminium Composite material (ACM) sheeting having aluminium skin thickness of 0.4 to 0.5 mm on both sided and fixing the same with suitable size aluminium alloy rivets @ 200 mm c/c to back support frame of 25x25x3mm angle iron supported on a square hollow steel section post 60x60x3.2mm conforming to IS 4923 without cost of definition plate firmly fixed to ground in foundation concrete M-25 of size 0.45x0.45x0.75m for vertical post complete as per dause 801 of MORT&H specifications. Supplier shall provide a warranty as per clause 6.9 of IRC 67-2012 for retro reflective sheeting & a certified copy of test reports from an independent test laboratory including three year outdoor weathering test report for sheeting tested in India condition conforming to clause 6.7 of IRC 67-2012 | Using retro reflective Sheeting Class C as per IRC 67 2012 | Each | 15885
Road Furniture | 34.14.2 | Advance Direction signboard 1200x1200 square as per IRC 67- 2012 with retro reflective Sheeting as per ASTM D 4956 09 and as per IRC 67 2012 fixed over 4 mm thick aluminium Composite material (ACM) sheeting having aluminium skin thickness of 0.4 to 0.5 mm on both sided and fixing the same with suitable size aluminium alloy rivets @ 200 mm c/c to back support frame of 25x25x3mm angle iron supported on a square hollow steel section post 60x60x3.2mm conforming to IS 4923 without cost of definition plate firmly fixed to ground in foundation concrete M-25 of size 0.45x0.45x0.75m for vertical post complete as per dause 801 of MORT&H specifications. Supplier shall provide a warranty as per clause 6.9 of IRC 67-2012 for retro reflective sheeting & a certified copy of test reports from an independent test laboratory including three year outdoor weathering test report for sheeting tested in India condition conforming to clause 6.7 of IRC 67-2012 | Using high intensity Microprisomatic grade retro reflective Sheeting Clan Bas per IRC 67 2012 | Each | 12580
Road Furniture | 34.15.1 | Advance Direction signboard 1200x:1800 square as per IRC 67- 2012 with retro reflective Sheeting as per ASTM D 4956 09 and as per IRC 67 2012 fixed over 4 mm thick aluminium Composite material (ACM) sheeting having aluminium skin thickness of 0.4 to 0.5 mm on both sided and fixing the same with suitable size aluminium alloy rivets @ 200 mm c/c to back support frame of 25x25x3mm angle iron supported on a square hollow steel section post 60x6Dx3.2mm conforming to IS 4923 without cost of definition plate firmly fixed to ground in foundation concrete M-25 of size 0.45x0.45x0.75m for vertical post complete as per dause 801 of MORT&H specifications. Supplier shall provide a warranty as per clause 6.9 of IRC 67-2012 for retro reflective sheeting & a certified copy of test reports from an independent test laboratory conforming to clause 6.7 of IRC 67-2012 | Using retro reflective Sheeting Class C as per IRC 67 2012 | Each | 21238
Road Furniture | 34.15.2 | Advance Direction signboard 1200x:1800 square as per IRC 67- 2012 with retro reflective Sheeting as per ASTM D 4956 09 and as per IRC 67 2012 fixed over 4 mm thick aluminium Composite material (ACM) sheeting having aluminium skin thickness of 0.4 to 0.5 mm on both sided and fixing the same with suitable size aluminium alloy rivets @ 200 mm c/c to back support frame of 25x25x3mm angle iron supported on a square hollow steel section post 60x6Dx3.2mm conforming to IS 4923 without cost of definition plate firmly fixed to ground in foundation concrete M-25 of size 0.45x0.45x0.75m for vertical post complete as per dause 801 of MORT&H specifications. Supplier shall provide a warranty as per clause 6.9 of IRC 67-2012 for retro reflective sheeting & a certified copy of test reports from an independent test laboratory conforming to clause 6.7 of IRC 67-2012 | Using high intensity Microprisomatic grade retro reflective Sheeting Class Bas per IRC 67 2012 | Each | 16286
Road Furniture | 34.17.1 | Direction/Diversion Plate 900x300mm rectangular as per IRC 67- 2012 with retro reflective Sheeting as per ASTM D 4956 - 09 and as per IRC 67 - 2012. specifications. fixed over 4mm thick Aluminium Composite Material (ACM) sheeting having aluminium skin thickness of 0.4 to 0.5 mm on both sided and fixing the same with suitable size aluminium alloy rivets@ 200 mm c/c to back support frame of 25X25X3 angle iron fixed in position complete as per clause 801 of MORT&H specifications. Supplier shall provide a warranty as per dause 6.9 of IRC 67-2012 for retro reflective sheeting & a certified copy of test reports from an independent test laboratory including three year outdoor weathering test report for sheeting tested in India condition conforming to dause 6.7 of IRC 67- 2012 | Using retro reflective Sheeting Class C as per IRC 67 2012 Direction/Diversion Plate 900x300mm rectangular as per IRC 67- 2012 with retro reflective Sheeting as per ASTM D 4956 - 09 and as per IRC 67 - 2012. specifications. fixed over 4mm thick Aluminium Composite Material (ACM) sheeting having aluminium skin thickness of 0.4 to 0.5 mm on both sided and fixing the same with suitable size aluminium alloy rivets@ 200 mm c/c to back support frame of 25X25X3 angle iron fixed in position complete as per clause 801 of MORT&H specifications. Supplier shall provide a warranty as per dause 6.9 of IRC 67-2012 for retro reflective sheeting & a certified copy of test reports from an independent test laboratory including three year outdoor weathering test report for sheeting tested in India condition conforming to dause 6.7 of IRC 67- 2012 | Each | 2151
Road Furniture | 34.17.2 | Direction/Diversion Plate 900x300mm rectangular as per IRC 67- 2012 with retro reflective Sheeting as per ASTM D 4956 - 09 and as per IRC 67 - 2012. specifications. fixed over 4mm thick Aluminium Composite Material (ACM) sheeting having aluminium skin thickness of 0.4 to 0.5 mm on both sided and fixing the same with suitable size aluminium alloy rivets@ 200 mm c/c to back support frame of 25X25X3 angle iron fixed in position complete as per clause 801 of MORT&H specifications. Supplier shall provide a warranty as per dause 6.9 of IRC 67-2012 for retro reflective sheeting & a certified copy of test reports from an independent test laboratory including three year outdoor weathering test report for sheeting tested in India condition conforming to dause 6.7 of IRC 67- 2012 | Using high intensity Microprismatic grade retro reflective Sheeting Class Bas per IRC 67 2012 | Each | 1569
Road Furniture | 34.18.1 | Direction/Diversion Plate 1800x300mm rectangular as per IRC 67- 2012 with retro reflective Sheeting as per ASTM D 4956 - 09 and as per IRC 67 - 2012. specifications. fixed over 4mm thick Aluminium Composite Material (ACM) sheeting having aluminium skin thickness of 0.4 to 0.5 mm on both sided and fixing the same with suitable size aluminium alloy rivets@ 200 mm c/c to back support frame of 25X25X3mm fixed in position complete as per clause 801 of MORT&H specifications. Supplier shall provide a warranty as per dause 6.9 of IRC 67-2012 for retro reflective sheeting & a certified copy of test reports from an independent test laboratory including three year outdoor weathering test report for sheeting tested in India condition conforming to clause 6.7 of IRC 67-2012 | Using retro reflective Sheeting Class C as per IRC 67 2012 Direction/Diversion Plate 1800x300mm rectangular as per IRC 67- 2012 with retro reflective Sheeting as per ASTM D 4956 - 09 and as per IRC 67 - 2012. specifications. fixed over 4mm thick Aluminium Composite Material (ACM) sheeting having aluminium skin thickness of 0.4 to 0.5 mm on both sided and fixing the same with suitable size aluminium alloy rivets@ 200 mm c/c to back support frame of 25X25X3mm fixed in position complete as per clause 801 of MORT&H specifications. Supplier shall provide a warranty as per clause 6.9 of IRC 67-2012 for retro reflective sheeting & a certified copy of test reports from an independent test laboratory including three year outdoor weathering test report for sheeting tested in India condition conforming to clause 6.7 of IRC 67-2012 | Each | 4180
Road Furniture | 34.18.2 | Direction/Diversion Plate 1800x300mm rectangular as per IRC 67- 2012 with retro reflective Sheeting as per ASTM D 4956 - 09 and as per IRC 67 - 2012. specifications. fixed over 4mm thick Aluminium Composite Material (ACM) sheeting having aluminium skin thickness of 0.4 to 0.5 mm on both sided and fixing the same with suitable size aluminium alloy rivets@ 200 mm c/c to back support frame of 25X25X3mm fixed in position complete as per clause 801 of MORT&H specifications. Supplier shall provide a warranty as per dause 6.9 of IRC 67-2012 for retro reflective sheeting & a certified copy of test reports from an independent test laboratory including three year outdoor weathering test report for sheeting tested in India condition conforming to clause 6.7 of IRC 67-2012 | Using high intensity Microprismatic grade retro reflective Sheeting Class Bas per IRC 67 2012 | Each | 3005
Road Furniture | 34.19.1 | Hazard Marker sign board 300x900mm rectangular as per IRC 67- 2012 with retro reflective Sheeting as per ASTM D 4956 09 and IRC 67 2012, fixed over 4mm thick Aluminium Composite Material (ACM) sheeting having skin thickness of 0.4 to 0.5 mm on both sided and fixing the same with suitable size aluminium alloy rivets @ 200 mm c/c to back support frame of 25x25x3mm angle iron supported on a square hollow steel section post 60x60x3.2mm conforming to IS 4923 firmly fixed to ground including foundation concrete M-25 of size 0.45x0.45x0.60m for vertical post complete as per clause 801 of MORT&H specifications. Supplier shall provide a warranty as per clause 6.9 of IRC 67-2012 for retro reflective sheeting & a certified copy of test reports from an independent test laboratory including three year outdoor weathering test report for sheeting tested in India condition conforming to clause 6.7 of IRC 67- 2012 | Using retro reflective Sheeting Class C as per IRC 67 2012 Hazard Marker sign board 300x900mm rectangular as per IRC 67- 2012 with retro reflective Sheeting as per ASTM D 4956 09 and IRC 67 2012, fixed over 4mm thick Aluminium Composite Material (ACM) sheeting having skin thickness of 0.4 to 0.5 mm on both sided and fixing the same with suitable size aluminium alloy rivets @ 200 mm c/c to back support frame of 25x25x3mm angle iron supported on a square hollow steel section post 60x60x3.2mm conforming to IS 4923 firmly fixed to ground including foundation concrete M-25 of size 0.45x0.45x0.60m for vertical post complete as per clause 801 of MORT&H specifications. Supplier shall provide a warranty as per clause 6.9 of IRC 67-2012 for retro reflective sheeting & a certified copy of test reports from an independent test laboratory including three year outdoor weathering test report for sheeting tested in India condition conforming to clause 6.7 of IRC 67- 2012 | Each | 4038
Road Furniture | 34.19.2 | Hazard Marker sign board 300x900mm rectangular as per IRC 67- 2012 with retro reflective Sheeting as per ASTM D 4956 09 and IRC 67 2012, fixed over 4mm thick Aluminium Composite Material (ACM) sheeting having skin thickness of 0.4 to 0.5 mm on both sided and fixing the same with suitable size aluminium alloy rivets @ 200 mm c/c to back support frame of 25x25x3mm angle iron supported on a square hollow steel section post 60x60x3.2mm conforming to IS 4923 firmly fixed to ground including foundation concrete M-25 of size 0.45x0.45x0.60m for vertical post complete as per clause 801 of MORT&H specifications. Supplier shall provide a warranty as per clause 6.9 of IRC 67-2012 for retro reflective sheeting & a certified copy of test reports from an independent test laboratory including three year outdoor weathering test report for sheeting tested in India condition conforming to clause 6.7 of IRC 67- 2012 | Using high intensity Microprismatic grade retro reflective Sheeting Class Bas per IRC 67 2012 | Each | 3601
Road Furniture | 34.20.2 | Overhead sign board B000x1500mm cantilever type single sided as per IRC 67-2012 with retro reflective Sheeting as per ASTM D 4956 - 09 and as per IRC 67 - 2012 fixed over 4mm thick Aluminium Composite Material (ACM) sheeting having aluminium skin thickness of 0.4 to 0.5 mm on both sided and fixing the same with suitable size aluminium alloy rivets @ 200 mm c/c to back support frame of 40x40x6mm angle iron supported on designed single support system of MS pipe and plates in the form of a cantilever type truss made with 350NB pipe @50kg per metre as vertical support, 50NB pipe @ 4.50kg per metre and 40NB pipe @ 3.61kg per metre for truss including base plates, gusset plates, designed RCC foundation for fixing in ground complete as per clause 802 of MORT&H specifications. Supplier shall provide a warranty as per clause 6.9 of IRC 67-2012 for retro reflective sheeting & a certified copy of test reports from an independent test laboratory including three year outdoor weathering test report for sheeting tested in India condition conforming to clause 6.7 of IRC 67-2012 | Using high intensity Microprismatic grade retro reflective Sheeting Type IV as per ASTM D 4956 09 and as per IRC 67 2012 Overhead sign board 6000x1500mm cantilever type single sided as per IRC 67-2012 with retro reflective Sheeting as per ASTM D 4956 - 09 and as per IRC 67 - 2012 fixed over 4mm thick Aluminium Composite Material (ACM) sheeting having aluminium skin thickness of 0.4 to 0.5 mm on both sided and fixing the same with suitable size aluminium alloy rivets @ 200 mm c/c to back support frame of 40x40x6mm angle iron supported on designed single support system of MS pipe and plates in the form of a cantilever type truss made with 350NB pipe @50kg per metre as vertical support, 50NB pipe @ 4.50kg per metre and 40NB pipe @ 3.61kg per metre for truss including base plates, gusset plates, designed RCC foundation for fixing in ground complete as per clause 602 of MORT&H specifications. Supplier shall provide a warranty as per clause 6.9 of IRC 67-2012 for retro reflective sheeting & a certified copy of test reports from an independent test laboratory including three year outdoor weathering test report for sheeting tested in India condition conforming to clause 6.7 of IRC 67-2012 | Each | 207602
Road Furniture | 34.20.4 | Overhead sign board B000x1500mm cantilever type single sided as per IRC 67-2012 with retro reflective Sheeting as per ASTM D 4956 - 09 and as per IRC 67 - 2012 fixed over 4mm thick Aluminium Composite Material (ACM) sheeting having aluminium skin thickness of 0.4 to 0.5 mm on both sided and fixing the same with suitable size aluminium alloy rivets @ 200 mm c/c to back support frame of 40x40x6mm angle iron supported on designed single support system of MS pipe and plates in the form of a cantilever type truss made with 350NB pipe @50kg per metre as vertical support, 50NB pipe @ 4.50kg per metre and 40NB pipe @ 3.61kg per metre for truss including base plates, gusset plates, designed RCC foundation for fixing in ground complete as per clause 802 of MORT&H specifications. Supplier shall provide a warranty as per clause 6.9 of IRC 67-2012 for retro reflective sheeting & a certified copy of test reports from an independent test laboratory including three year outdoor weathering test report for sheeting tested in India condition conforming to clause 6.7 of IRC 67-2012 | Using high intensity Microprismatic grade retro reflective Sheeting Type IV as per ASTM D 4956 09 and as per IRC 67 2012 | Each | 252944
Road Furniture | 34.21.1 | Overhead sign board 9000x1500mm simply supported type double sided as per IRC 67-2012 with retro reflective Sheeting as per ASTM D 4956 - 09 and as per IRC 67 - 2012 fixed over 4mm thick aluminium Composite material (ACM) sheeting having aluminium skin thickness of 0.4 to 0.5 mm on both sided and fD<ing the same with suitable size aluminium alloy rivets@ 200 mm c/c to back support frame of 40x40x6mm angle iron supported on designed double support system of MS pipe and plates in the form of a simply supported type truss made with 350NB pipe @50kgper metre as vertical support, 50NB pipe @ 4.50kg per metre and 40NB pipe @ 3.61 kg per metre for truss including base plates, gusset plates, designed RCC foundation for fixing in ground complete as per clause 802 of MORT&H specifications. Supplier shall provide a warranty as per clause 6.9 of IRC 67-2012 for retro reflective sheeting & a certified copy of test reports from an independent test laboratory including three year outdoor weathering test report for sheeting tested in India condition conforming to clause 6.7 of IRC 67-2012 | Using retro reflective Sheeting Type XI as per ASTM D 4956 09 and as per IRC 67 2012 | Each | 72656
Road Furniture | 34.21.2 | Overhead sign board 9000x1500mm simply supported type double sided as per IRC 67-2012 with retro reflective Sheeting as per ASTM D 4956 - 09 and as per IRC 67 - 2012 fixed over 4mm thick aluminium Composite material (ACM) sheeting having aluminium skin thickness of 0.4 to 0.5 mm on both sided and fD<ing the same with suitable size aluminium alloy rivets@ 200 mm c/c to back support frame of 40x40x6mm angle iron supported on designed double support system of MS pipe and plates in the form of a simply supported type truss made with 350NB pipe @50kgper metre as vertical support, 50NB pipe @ 4.50kg per metre and 40NB pipe @ 3.61 kg per metre for truss including base plates, gusset plates, designed RCC foundation for fixing in ground complete as per clause 802 of MORT&H specifications. Supplier shall provide a warranty as per clause 6.9 of IRC 67-2012 for retro reflective sheeting & a certified copy of test reports from an independent test laboratory including three year outdoor weathering test report for sheeting tested in India condition conforming to clause 6.7 of IRC 67-2012 | Using high intensity Microprismatic grade retro reflective Sheeting Type IV as per ASTM D 4956 09 and as per IRC 67 2012 | Each | 410446
Road Furniture | 34.22.1 | Overhead sign board 12000x1500mm simply supported type double sided as per IRC 67-2012 with retro reflective Sheeting as per ASTM D 4956 - 09 and as per IRC 67. fixed over 4mm thick aluminium Composite material (ACM) sheeting having aluminium skin thickness of 0.4 to 0.5 mm on both sided and fixing the same with suitable size aluminium alloy rivets @ 200 mm c/c to back support frame of 40x40x6mm angle iron supported on designed double support system of MS pipe and plates in the form of a simply supported type truss made with 350NB pipe @50kg per metre as vertical support, 50NB pipe @ 4.50kg per metre and 40NB pipe @ 3.61k g per metre for truss including base plates, gusset plates, designed RCC foundation for fixing in ground complete as per clause 802 of MORT&H specifications. Supplier shall provide a warranty as per clause 6.9 of IRC 67-2012 for retro reflective sheeting & a certified copy of test reports from an independent test laboratory including three year outdoor weathering test report for sheeting tested in India condition conforming to clause 6.7 of IRC 67-2012 | Using retro reflective Sheeting Type XI as per ASTM D 4956 09 and as per IRC 67 2012 | Each | 577125
Road Furniture | 34.22.2 | Overhead sign board 12000x1500mm simply supported type double sided as per IRC 67-2012 with retro reflective Sheeting as per ASTM D 4956 - 09 and as per IRC 67. fixed over 4mm thick aluminium Composite material (ACM) sheeting having aluminium skin thickness of 0.4 to 0.5 mm on both sided and fixing the same with suitable size aluminium alloy rivets @ 200 mm c/c to back support frame of 40x40x6mm angle iron supported on designed double support system of MS pipe and plates in the form of a simply supported type truss made with 350NB pipe @50kg per metre as vertical support, 50NB pipe @ 4.50kg per metre and 40NB pipe @ 3.61k g per metre for truss including base plates, gusset plates, designed RCC foundation for fixing in ground complete as per clause 802 of MORT&H specifications. Supplier shall provide a warranty as per clause 6.9 of IRC 67-2012 for retro reflective sheeting & a certified copy of test reports from an independent test laboratory including three year outdoor weathering test report for sheeting tested in India condition conforming to clause 6.7 of IRC 67-2012 | Using high intensity Microprismatic grade retro reflective Sheeting Type IV as per ASTM D 4956 09 and as per IRC 67 2012 | Each | 494178
Road Furniture | 34.23 | Hume pipe road indicator of 350mm dia NP-2 hume pipe 1200mm high, 900mm above ground level, 300mm embedded in ground in cement concrete 1: 4:8 of size 0. 75x0. 75x0.60m, filled with earth and plugged from top with 300mm thick cement concrete 1:2:4, painted with two coats ready mixed exterior paint in black and white strips fixed in position complete as per PWD specifications |  | Each | 1343
Road Furniture | 34.24.1 | Painting Lines, Dashes, Arrows etc on Roads in Two Coats on New Work Painting lines, dashes, arrows etc on roads in two coats on new work with ready mixed road marking paint conforming to IS: 164 on bituminous surface, including cleaning the surface of all dirt, dust and other foreign matter, demarcation at site and traffic control | Over 10 cm in width | Sqm | 127
Road Furniture | 34.24.2 | Painting Lines, Dashes, Arrows etc on Roads in Two Coats on New Work Painting lines, dashes, arrows etc on roads in two coats on new work with ready mixed road marking paint conforming to IS: 164 on bituminous surface, including cleaning the surface of all dirt, dust and other foreign matter, demarcation at site and traffic control | Up to 10 cm in width | Sqm | 107
Road Furniture | 34.25.2 | Painting Lines, Dashes, Arrows etc on Roads in Two Coats on Old Work Painting lines, dashes, arrows etc on roads in two coats on old work with ready mixed road marking paint conforming to IS: 164 on bituminous surface, including cleaning the surface of all dirt, dust and other foreign matter, demarcation at site and traffic control | Up to 10 cm in width | Sqm | 98
Road Furniture | 34.27.1 | Kilometre Stone Reinforced cement concrete M25 grade kilometre stone of standard design as per IRC:8- 1980, fixing in position including painting and printing etc complete as per technical clause 804 of MORTH Specifications | 5th kilometre stone (precast) | Nos | 3975
Road Furniture | 34.27.2 | Kilometre Stone Reinforced cement concrete M25 grade kilometre stone of standard design as per IRC:8- 1980, fixing in position including painting and printing etc complete as per technical clause 804 of MORTH Specifications | Ordinary kilometre stone (precast) | Nos | 2327
Road Furniture | 34.27.3 | Kilometre Stone Reinforced cement concrete M25 grade kilometre stone of standard design as per IRC:8- 1980, fixing in position including painting and printing etc complete as per technical clause 804 of MORTH Specifications | Kilometre Stone for Village Roads | Nos | 1894
Road Furniture | 34.27.4 | Kilometre Stone Reinforced cement concrete M25 grade kilometre stone of standard design as per IRC:8- 1980, fixing in position including painting and printing etc complete as per technical clause 804 of MORTH Specifications | 200 meter stone The rate for excavation, cement concrete, steel reinforcement, painting and lettering may be taken from respective chapters | Nos | 697
Road Furniture | 34.28 | Boundary pillar Reinforced cement concrete M 15 grade boundary pillars of standard design as per IRC:25-1967, fixed in position including finishing and lettering but excluding painting In case of soft ground, a proper foundation may be provided as per approved design. In case foundation is required to be provided, the items of excavation and foundation concrete are required to be measured and paid separately |  | Nos | 1066
Road Furniture | 34.29.1 | GI barbed wire fencing | G.I Barbed Wire Fencing 1.2 Metre High Providing and fixing 1.2 metres high GI barbed wire fencing with 1.8 m angle iron posts 40 mm x 40 mm x 6 mm placed every 3 metres centre to centre founded in M15 grade cement concrete, 0.6 metre below ground level, every 15th post, last but one end post and comer post shall be strutted on both sides and end post on one side only and provided with 9 horizontal lines and 2 diagonals interwoven with horizontal wires, fixed with GI staples, tum buckles etc complete as per clause 807 Cost of excavation for foundation and foundation concrete to be added separately in the cost estimate as per approved design. The rate for these items may be taken from respective chapters | Metre | 294
Road Furniture | 34.29.2 | GI barbed wire fencing | G.I Barbed Wire Fencing 1.8 Metre High Providing and fixing 1.8 metres high GI barbed wire fencing with 2.4 m angle iron posts 50 mm x 50 mm x 6 mm placed every 3 metres centre to centre founded in M15 grade cement concrete, 0.6 metre below ground level, every 15th post, last but one end post and comer post shall be strutted on both sides and end post on one side only and provided with 12 horizontal lines and 2 diagonals interwoven with horizontal wires, fixed with GI staples, tum buckles etc complete as per clause 807 Cost of excavation for foundation and foundation concrete to be added separately in the cost estimate as per approved design. The rate for these items may be taken from respective chapters | Metre | 487
Road Furniture | 34.29.3 | GI barbed wire fencing | Fencing With Welded Steel Wire Fabric 75 mm x50mm Providing 1.20 metre high fencing with angle iron posts 50 mm x 50 mm x 6 mm at 3 metre centre to centre with 0.40 metre embedded in M15 grade cement concrete, comer, end and every 10th post to be strutted, provided with welded steel wire fabric of 75 mm x 50 mm mesh or 75 mm x 25 mm mesh and fixed to iron posts by flat iron 50 x 5 mm and bolts etc. complete in all respects. i) Adopt any one type of welded steel wire fabric 75 x 50 mm or 75 x 25 mm as per approved design. ii) The item of excavation and cement concrete in foundation shall be measured and paid separately | Metre | 741
Road Furniture | 34.30.1 | Tubular Steel Railing on Medium Weight Steel Channel ( ISMC series) 100 mm x 50 mm | Providing, fixing and erecting 50 mm dia steel pipe railing in 3 rows duly painted on medium weight steel channels (ISMC series) 1 DD mm x 50 mm, 1.2 metres high above ground, 2 m centre to centre, complete as per approved drawings Tubular Stael Railing on Precast RCC Posis, 1.2 m High Above Ground Level | Metre | 1505
Road Furniture | 34.30.2 | Tubular Steel Railing on Medium Weight Steel Channel ( ISMC series) 100 mm x 50 mm | Providing, fencing and erecting 50 mm dia painted steel pipe railing in 3 rows on precast M20 grade RCC vertical posts1.8 metres high (1.2 m above GL) with 3 holes 50 mm dia for pipe, f1Xed 2 metres centre to, complete as per approved drawing | Metre | 1337
Road Furniture | 34.32.1 | Metal Beam Crash Barrier | Type • A, 'W': Metal Beam Crash Barrier Providing and erecting a 'W' metal beam crash barrier comprising of 3 mm thick corrugated sheet metal beam rail, 70 cm above road/ground level, fixed on ISMC series channel vertical post, 150 x 75 x 5 mm spaced 2 m centre to centre, 1.8 m high, 1.1 m below ground/road level, all steel parts and fitments to be galvanised by hot dip process, all fittings to conform to IS:1367 and IS:1364, metal beam rail to be f1Xed on the vertical post with a spacer of channel section 150 x 75 x 5 mm, 330 mm long complete as per clause 810 | Metre | 3220
Road Furniture | 34.32.2 | Metal Beam Crash Barrier | Type - B, "THRIE": Metal Beam Crash Barrier Providing and erecting a "Thrie" metal beam crash barrier comprising of 3 mm thick corrugated sheet metal beam rail, 85 cm above road/ground level, fixed on ISMC series channel vertical post, 150 x 75 x 5 mm spaced 2 m centre to centre, 2 m high with 1.15 m below ground level, all steel parts and fitments to be galvanised by hot dip process, all fittings to conform to IS:1367 and IS:1364, metal beam rail to be fixed on the vertical post with a space of channel section 150 x 75 x 5 mm, 546 mm long complete as per clause 810 In the case of median crash barrier, 'W' metal beam or three beam section should be provided on both sides of the vertical posts fixed in the median. Extra provision for metal beam railing and spacer is required to be made when fixed in the median depending on approved design | Metre | 4180
Road Furniture | 34.33 | Road Markers/Road Stud with Lanse Reflector Providing and fixing of road stud 100x 100 mm, die-cast in aluminium, resistant to corrosive effect of salt and grit, fitted with lense reflectors, installed in concrete or asphaltic surface by drilling hole 30 mm up to a depth of 60 mm and bedded in a suitable bituminous grout or epoxy mortar, all as per BS 8 73 part 4: 1973 |  | Nos | 359
Road Furniture | 34.34 | Moulded Shank Road Stud Supplying and fixing of single mould twin shank reflective road studs made out of poly carbonate/ABS moulded body and reflective panels with micro prismatic lens capable of providing total internal reflection of the light entering the lens face with retro reflectance and chromaticity values@ ASTM E 809 & ASTM D 4280. The detailed specifications and the product shall conform to ASTM D4280 and ASTM E 809. The raised pavement marker shall also meet all the testing conditions of ASTM D4280 like abrasion resistance and fixed to the road surface using the epoxy adhesive. Two cylinderical polymer shanks of not less than 20 mm diameter and not less than 30 mm length shall be moulded in the RPM body. The marker shall support a load of 13635 Kg tested in accordance with ASTM D4280. The marker shall withstand flexural strength of 909 kgf force in accordance with ASTM D4280. Marker lenses shall be moulded of Polycarbonate or methyl Methacrylate conforming to ASTM D788. The supplier shall provide a 2 years warranty for satisfactory field performance as per clause 804.7.3 of MORT&H 5th revision specifications |  | Nos | 270
Road Furniture | 34.35 | Flexible Median Marker Providing and Fixing of Flexible Median Markers as per IRC 79:2019 which shall be made of combination of tough, high impact resistant molded thermoplastic body along with floroscent yellow colour retro-reflective Class C sheeting with minimum exposed reflective area 285 square mm and with rebound property. The reflective sheeting should confirm to Class C Yellow sheeting as per IRC 67-2012. The flexible median marker shall have overall height of minimum 180 mm, width of minimum 120 mm, body thickness of minimum 2.0 mm and shank depth of minimum 30mm. The retro­ reflective sheeting shall be on both sides of the Flexible Median Marker and shall be edge protected with no exposed edges which will prevent edge lifting, vandalism, sheeting damage, etc. The edge of sheeting should not come out easily by putting nails, sharp objects etc. The logo of the manufacturer shall be embossed on either side of the body. The product design has to with stand all natural impacts and should not get damaged if any pedestrian stamp on top of it intentionally or unintentionally. The product should bend up to 90 degree on both sides without breakage or damage. The Flexible Median Marker shall be tested from Government Lab for reboundability and tensile test as per IRC 79:2019 |  | Nos | 390
Road Furniture | 34.36 | Solar RPM/ Stud Providing and installation of solar cat eye produced from an engineered polymer selected for superior impact resistance and weather-ability. The top of the solar stud should be transparent for solar charging and light ou1put in active mode. The base of the body shall be yellow or neutral white as approved by Engineer In-charge. The marker shall incorporate a solar panel (comprising of solar cells) for converting solar energy into electricity, a storage device for storing the energy, LEDs for illumination and a design for providing 360 degree smooth illumination. The Solar stud shall be round in shape for providing illumination in all directions. The solar stud shall also have high reflective polycarbonate/ methyl methecrylate lenses for conspicuity in passive mode and dual shanks for improved road presence. The solar studs are intended for application directly onto pavement surfaces and shall be applied with epoxy resin adhesives designed for use with raised pavement markers and as supplied by the marker manufacturer separately. The solar cat eye shall be of height: 65 ± 2 mm & Maximum Diameter: 136 ± 5 mm. The body of the solar cat eye shall be resistant to dust and water ingress as per IP 65 standards. The marker shall support a load of 13635 Kg tested in accordance with ASTM D4280 |  | Nos | 2893
Road Furniture | 34.37 | Road Delineators Providing and fixing of standard Metal Delineator as per IRC 79:2019 consisting of retro reflective area in white colour using Microprismatic retro reflective sheeting on each side conforming with IRC 67-2012 and meeting the coefficient of retro reflection values as per Class C table specification. The delineator shall be painted with only black colour powder coat of minimum 40 microns thickness, on top of retro reflective sheeting only in white colour shall be pasted on both sides. The structure shall have height not less than 800 mm above ground, width not less than 100 mm and shall extend not more than 300 mm below ground while being installed. The delineator shall have grooves across the length to make the reflective sheet vandal proof. The delineator is meant for application on gaps in median, traffic islands, dangerous bends, roundabouts, narrow bridges etc or as desired by site engineer. The product shall be provided with 3 year outdoor warranty report tested in India condition as per IRC 67: 2012 requirement. In case of soft ground, a proper foundation may be provided as per approved design. In case foundation is required to be provided, the items of excavation and foundation concrete are required to be measured and paid separately |  | Nos | 2398
Road Furniture | 34.39.2 | Providing and making rumble strips 15-20mm high at centre, 250mm wide placed at 1m centre to centre over freshly laid bituminous layer by using close graded premix surfacing material at approved locations to control speed and marked with 100mm wide white strips of thermoplastic road marking paint. The close graded premix surfacing material type B shall conform to technical clause 512 and thermoplastic road marking paint shall conform to technical clause 803 of MORT&H specifications This is a specialised work and is generally done by finns who specialise in such jobs. The detailed designs and estimates are submitted by the finns along with their tender for checks by the Department The cost of this work is required to be worked out based on approved design, drawings and estimate of the lowest tender. A separate contract for this work is concluded as the contractors for road and bridge works generally do not undertake such jobs |  | Sqm | 92
Road Furniture | 34.40 | Portable Barricade in Construction Zone Installation of a steel portable barricade with horizontal rail 300 mm wide, 2.5 m in length fitted on a 'A' frame made with 45 x 45 x 5 mm angle iron section, 1.5 m in height, horizontal rail painted (2 coats) with yellow and white stripes, 150 mm in width at an angle of 450, 'A' frame painted with 2 coats of yellow paint, complete as per IRC:SP:55-2001 |  | Each | 3234
Road Furniture | 34.42 | Drum Delineator in Construction Zone Provision of metal drum/empty bitumen drum delineator, 300 mm in diameter, 800 mm high, filled with earth for stability, painted in circumferential strips of altemate black and white 100 mm wide fitted with reflectors 3 Nos of 7.5 cm dia, all as per IRC:SP:55-2001 |  | Each | 1001
Road Furniture | 34.43 | Traffic Cone Provision of red fluorescent with white reflective sleeve of Class B retro reflective sheeting as per IRC- 67-2012 traffic cone made of low density polyethylene (LDPE) material with a square base of 390 x 390 x 35 mm and a height of 770 mm, 3.4 kg in weight, placed at 1.5 m interval, all as per BS 873 |  | Metre | 456
Road Furniture | 34.44 | Flagman Positioning of a smart flagman with a yellow vest and a yellow cap and a red flag 600 x 600 mm securely fastened to a staff 1 m in length for guiding the traffic |  | Each | 528
Road Furniture | 34.45 | Flexible Crash Barrier, Wire Rope Safety Barrier Providing and erecting a wire rope safety barrier with vertical posts of medium weight RS Joist (ISMB series) 100 mm x 75 mm (11.50 kg/m), 1.50 m long 0.85 m above ground and 0.65 m below ground level, split at the bottom for better grip, embedded in M 15 grade cement concrete 450 x 450 x 450 mm, 1.50 m centre to centre and with 4 horizontal steel wire rope 40 mm dia and anchored at terminal posts 15 m apart. Terminal post to be embedded in M 15 grade cement concrete foundation 2400 x 450 x 900 mm (depth), strengthened by a strut of RS joist 100 x 75 mm, 2 m long at 450 inclination and a tie 100 x 8 mm, 1.50 m long at the bottom, all embedded in foundation concrete as per approved design and drawing, rate excluding excavation and cement concrete |  | Metre | 2442
Road Furniture | 34.46.1 | Anti-Glare Devices in Median | Anti.glare screen with 25 mm steel pipe framework fixed with circular and rectangular vans Providing and erecting an anti - glare screen with 25 mm dia vertical pipes fabricated and framed in the form of panels of one metre length and 1. 75 metre height fixed with circular vane 250 mm dia at top and rectangular vane 600 x 300 mm at the middle, made out of steel sheet of 3 mm thickness, end vertical pipes of the panel made larger for embedding in foundation concrete, applying 2 coats of paint on all exposed surfaces, all as per approved design and drawings. The items of excavation and cement concrete as per approved design to be measured and paid separately 34.46 Anti-glare screen with rectangular vane of MS sheet | Metre | 162
Road Furniture | 34.46.2 | Anti-Glare Devices in Median | Providing and erecting anti - glare screen with rectangular vanes of size 750 x 500 mm made from MS sheet, 3 mm thick and fixed on MS angle 50 x 50 x 6 mm at an angle of 450 to the direction of flow of traffic, 1.5 m centre to centre, top edge of the screen 1. 75 m above ground level, vertical post firmly embedded in M-15 cement concrete foundation 0.60 m below ground level, applying 2 coats of paint on exposed faces, all complete as per approved design and drawings The items of excavation and cement concrete as per approved design to be measured and paid separately. Rate of painting has been analysed separately in this chapter | Metre | 968
Road Furniture | 34.47.1 | Cable Duct Across the Road Providing and laying of a reinforced cement concrete pipe duct, 300 mm dia, across the road (new construction), extending from drain to drain in cuts and toe of slope to toe of slope in fills, constructing head walls at both ends, providing a minimum fill of granular material over top and sides of RCC pipe as per IRC:98-1997, bedded on a 0.3 m thick layer of granular material free of rock pieces, outer to outer distance of pipe at least half dia of pipe subject to minimum 450 mm in case of double and triple row ducts, joints to be made leak proof, invert level of duct to be above higher than ground level to prevent entry of water and dirt, all as per IRC: 98 - 1997 and approved drawings | Single row for one utility service | Metre | 2363
Road Furniture | 34.47.2 | Cable Duct Across the Road Providing and laying of a reinforced cement concrete pipe duct, 300 mm dia, across the road (new construction), extending from drain to drain in cuts and toe of slope to toe of slope in fills, constructing head walls at both ends, providing a minimum fill of granular material over top and sides of RCC pipe as per IRC:98-1997, bedded on a 0.3 m thick layer of granular material free of rock pieces, outer to outer distance of pipe at least half dia of pipe subject to minimum 450 mm in case of double and triple row ducts, joints to be made leak proof, invert level of duct to be above higher than ground level to prevent entry of water and dirt, all as per IRC: 98 - 1997 and approved drawings | Double row for two utility services | Metre | 4379
Road Furniture | 34.47.3 | Cable Duct Across the Road Providing and laying of a reinforced cement concrete pipe duct, 300 mm dia, across the road (new construction), extending from drain to drain in cuts and toe of slope to toe of slope in fills, constructing head walls at both ends, providing a minimum fill of granular material over top and sides of RCC pipe as per IRC:98-1997, bedded on a 0.3 m thick layer of granular material free of rock pieces, outer to outer distance of pipe at least half dia of pipe subject to minimum 450 mm in case of double and triple row ducts, joints to be made leak proof, invert level of duct to be above higher than ground level to prevent entry of water and dirt, all as per IRC: 98 - 1997 and approved drawings | Triple Row for three utility services 1.lnspection chamber at both ends is the responsibility of the agency who is laying the duel Hence not included. 2.The rates for stone masonry / brick masonry and cement mortar to be adopted from respective clauses | Metre | 6414
Road Furniture | 34.48.2 | Traffic Impact Attenuators at Abutments and Piers | Using Plastic/Steel Barrel, Filled with Sand Provision and installation of traffic impact attenuator at abutment/pier of flyovers bridges using plastic/steel barrels 0.60 m dia and 1.0 m in height, filled with sand in three rows and tied with20 mm steel wire rope as per approved design and drawings | Sqm | 2111
Road Furniture | 34.49 | Painting Two Coats on New Concrete Surfaces Painting two coats after filling the surface with synthetic enamel paint in all shades on new plastered concrete surfaces |  | Sqm | 66
Road Furniture | 34.50 | Painting on Steel Surfaces Providing and applying two coats of ready mix paint of approved brand on steel surface after through cleaning of surface to give an even shade |  | Sqm | 67
Road Furniture | 34.51 | Painting on Wood Surfaces Providing and applying two coats of ready mix paint of approved brand on wood surface after thorough cleaning of surface to give an even shade |  | Sqm | 73
Road Furniture | 34.52 | Gantry Mounted Variable Message Sign Board Providing and erecting gantry mounted variable message sign board electronically operated capable of flashing the desired message over a designed support system of aluminium alloy or galvanised steel, erected as per approved design and drawings and with lateral clearance as per clause 802.3 Gantry Support System Overhead Gantry Sign Board (12 metre Width) |  | Tonne | 88355
Road Furniture | 34.53 | Providing and erecting 12 m wide overhead signs with a corrosion resistant aluminium alloy sheet reflected with high intensity retro-reflective sheeting with vertical and lateral clearance given in clause 802.2 and 802.3 and installed as per clause 802. 7 over a designed support system of galvanized steel trusses of section and type to be mounted by bolts and nuts over RCC structure as per drawing |  | Nos | 534793
Road Furniture | 34.56 | Aluminium Flexible Prismatic Sheeting as per IRC 79-2019 Providing and fixing Aluminium-backed flexible prismatic sheeting consisting of yellow colored flexible prismatic sheeting with non-metallic prismatic lens as retro reflective elements and conforming to Class C sheeting as per IRC 67- 2012 specification values for rebound able sheeting. AFP sheeting shall be of 1ft width with a 50 micron thick Aluminium (Al) foil with pressure sensitive adhesive and liner. AFP sheeting shall have screen printed arrow/slant line pattern in black colour on top & shall not crack when tested for flexibility as per section S2.2.2 of ASTM D 4956-09. The AFP sheeting shall be applied with a neoprene contact adhesive with Polychloroprene as base & the edges of the product shall be sealed all around with a two-part epoxy based structural adhesive and shall be extremely resistant to peel-off & shall confirm to IRC 79-2019. The AFP shall be provided with govt test report from ARAI/ CRRI/ ICAT and report confirming to coefficient of retro reflection, Flexibility and impact resistance test as per ASTM which shall be submitted to engineer-in-charge before installation/ award of work |  | Sqm | 10913
Road Furniture | 34.57 | Retro Reflective Printed Sign Board Facia with 10 year warranty Design, manufacturing and assembly of retro reflective sign face (measured in Sq. or rectangular shape) made from micro prismatic Type XI sheeting as per ASTM D-4956-09 pasted on 4mm thick ACP/ ACM. Special Inks used for printing letters/ legends/ directions/ theme shall be certified for low volatile organic compound emission & shall be water based ink (non solvent & non eco solvent ink) with durability of 10 years atleast. The reflective sheeting signage facia shall be covered with ultra voilet overlaminate transparent film. The signage facia shall be warranted for 10 years as per IRC 67 and shall be supplied with government test report of 3 year outdoor weathering test conducted in India condition on base reflective sheeting as per IRC 67-2012 |  | Sqm | 8179
Road Furniture | 34.58 | Pre-formed patterned pavement marking tapes for dry and wet reflectivity as per IRC 35 with 4 year warranty Providing and laying of pre-formed patterned pavement marking tapes, with pre-coated self- adhesive, having abrasion-resistant high refractive index microcrystalline ceramic beads bonded to a highly durable top coat, having a nominal thickness of 2.0 mm at pattern heights, meeting the requirements specified in ASTM D4505-12. The patterned surface shall have approximately 50% ± 15% of the surface area raised and presenting a near vertical face, angled from O degree to 60 degree, to traffic from any direction. All microcrystalline ceramic beads shall have a minimum index of refraction of 1.85 and/or 2.4 and ceramic beads shall show resistance to corrosion on exposure to a 1% solution of sulphuric acid. The applied marking surface to be level, uniform and free from streaks, cracks and holes. Markings shall have initial average skid resistance value of at least 45 BPN when tested according to ASTM E303 and meet the initial retro reflectance average values. The product shall be warranted for 4 vears |  | Sqm | 9994
Road Furniture | 34.59 | Flexible Spring Post Providing and fixing of Flexible spring post wherein post and base shall be made from Poly urethane. The post shall be semi flat and semi circular in construction. The flat surface of the post shall be used for displaying department name/ logo. The product shall be flexible which help in returning the post to its original position without damaging the product or vehicle. The retro reflective tape applied on the post shall be as per ASTM D 4956 and shall be tested as per clause S2 of ASTM 4956 for flexibility, adhesion and impact resistance of rebound able sheeting. The message area for printing retro reflective area shall be 100 X 400 mm. The height of the post shall be 750 mm, the width of the post shall be 120 mm. The flexible spring post shall be applied in gaps in median, traffic islands, dangerous bends, roundabouts, narrow bridges etc. or as desired by site engineer |  | Nos | 1752
Miscellaneous (Roads) | 35.1 | Sub-Surface Drain with Geotextiles Construction of sub surface drain 200 mm dia using geotextiles treated with carbon black with physical properties as given in clause 702.2.3 formed in to a stable network and a planar Geocomposite structure, joints wrapped with geotextile to prevent ingress of soil, all as per clause 702 and approved drawings including excavation and backfilling Surplus excavated material to be used at site. Hence separate cost for disposal not added |  | Rmt | 661
Miscellaneous (Roads) | 35.2 | Narrow Filter Sub-Surface Drain Construction of a narrow filter sub- surface drain consisting of porous or perforated pipe laid in narrow trench surrounded by a geotextile filter fabric, with a minimum of 450 mm over1ap of fabric and installed as per clause 702.3 and 309.3.5 including excavation and backfilling Surplus excavated material to be used at site. Hence Separate cost for disposal not added |  | Rmt | 660
Miscellaneous (Roads) | 35.3.1 | Laying Paving Fabric Beneath a Pavement Overlay | Providing and laying paving fabric with physical requirements as per table 704-2 over a tack coat of paving grade Bitumen VG - 10, laid at the rate of 1 kg per sqm over thoroughly cleaned and repaired surface to provide a water resistant membrane and crack retarding layer. Paving fabric to be free of wrinkling and folding and to be laid before cooling of tack coat, brooming and rolling of surface with pneumatic roller to maximise paving fabric contact with pavement surface | Sqm | 136
Miscellaneous (Roads) | 35.3.2 | Laying Paving Fabric Beneath a Pavement Overlay | Supply of Hybrid Geo Synthetic Non-Woven Glass Fibre Engineering Paving Mat Weight 136 GSM, Melting Temperature 200 °C Meeting MoRTH Specification for Roads and Bridges Works. Specifications: Laid over Tack coat under final top Asphalt/Bituminous layer on Roads | Sqm | 263
Miscellaneous (Roads) | 35.4 | Laying Boulder Apron in Crates of Synthetic GeoGrids Providing, preparing and laying of GeoGrids crated apron 1 m x 5 m, 600 mm thick including excavation and backfilling with baffles at 1 metre interval, made with GeoGrids having characteristics as per clause 704.2, joining sides with connectors/ring staples, top comers to be tie tensioned, placing of suitable cross interval ties in layers of 300 mm connecting opposite side with lateral braces and tied with polymer braids to avoid bulging, constructed as per clause 704.3. filled with stone with minimum size of 200 mm and specific gravity not less than 2.65, packed with stone spalls, keyed to the foundation recess in case of sloping ground and laid over a layer of geotextile to prevent migration of fines, all as per clause 704 and laid as per clause 2503.3 and approved design |  | Cum | 3518
Miscellaneous (Roads) | 35.5.4 | Reinforced Earth Structures Assembling, joining and laying of reinforcing elements | Facing elements of RCC as per clause 3104 of MORT&H specifications 1. The specification and construction details to be adopted shall be as per section 3100 of MoRTH Specification. 2.Drainage arrangement shall be made as per approved design and drawings. 3.The quantity of filler media shall be calculated as per approved design and specifications and shall be priced separately: Graded stone aggregates Item 27. 10 (MORTH 13.10) 4.Excavation for foundation including foundation concrete and groove in the foundation for seating of bottom most facia panel and capping beam to be calculated as per design and priced separately. 5.The earth fill to be retained is not included in this analysis. The same is to be worked out and provided separately complete as per clause 305. 6.For compaction of Earthwork, attention is invited to clause 3105.5 of MoRTH Specification. 7.Length of reinforcing strips will vary with the height of wall and will be as per approved design and drawings. 8. The type of reinforcing elements to be adopted shall be as per approved design and specifications. 9. The market rate for supply of reinforcing elements and their accessories are to be ascertained from reputed firms in the field of earth reinforcement. 10.The earth fill material shall be clean, free draining, granular with high friction and low cohesion, non-corrosive, coarse grained with not 10 per cent of particles passing 75 micron sieve, free of any deleterious matter, chlorides, salts, acids, alkalies, mineral oil, fungus and microbes and shall be of specified PH value. 11.Capping beam is to be priced separately as per approved design. The rate for cement concrete shall be taken from the chapter of sub­ structure in bridge section. 12.The cost of reinforced earth retaining wall shall include following: (I) Excavation for foundation including backfilling. (ii) Foundation concrete as per approved design. (iii) Cost of facial panels and their erection. (iv) Cost of reinforcing elements including their fixing and joining with the facial panels. (v) Drainage arrangement including filter media as per approved design and drawings. 13. The compacted earth filling to be retained shall form part of embankment. PIPE CULVERTS | Sqm | 1458
Miscellaneous (Roads) | 35.6 | Providing and laying boulders apron on river bed for protection against scour with stone boulders weighing not less than 40 kg each complete as per drawing and Technical specification. Boulder Laid Dry Without Wire Crates. Including excavation for trimming for preparation of bed. Nominal excavation required for preparation of bed has been taken into account while making provision for labour |  | Cum | 1121
Miscellaneous (Roads) | 35.7 | Boulder Apron Laid in Wire Crates Providing and laying of boulder apron laid in wire crates made with 4mm dia GI wire conforming to IS: 280 & IS:4826 in 100mm x 100mm mesh (weaved diagonally) including 10 per cent extra for laps and joints laid with stone boulders weighing not less than 40 kg each. Including excavation for trimming for preparation of bed. Readymade woven wire crate rolls have been considered in the rate analysis. In case readymade rolls are not available, GI wire 4mm dia. @ 32 kg per 10 sqm may be provided. In that case 2 per cent of the cost of GI wire may be added for weaving the wire crates |  | Cum | 1944
Miscellaneous (Roads) | 35.8 | Cement Concrete Blocks (size 0.5 x 0.5 x 0.5 m) Providing and laying of apron with cement concrete blocks of size 0.5:x0.5:x0.5 m cast in­ situ and made with nominal mix of M-15 grade cement concrete with a minimum cement content of 250 kg/cum as per IRC: 21-2000 |  | Cum | 4303
Miscellaneous (Roads) | 35.9.1 | Providing and laying Pitching on slopes laid over prepared filter media induding boulder apron laid dry in front of toe of embankment complete as per drawing and Technical specifications | Stone/Boulder | Cum | 1121
Miscellaneous (Roads) | 35.9.2 | Providing and laying Pitching on slopes laid over prepared filter media induding boulder apron laid dry in front of toe of embankment complete as per drawing and Technical specifications | Cement Concrete Blocks of size 0.3x0.3 x0.3 m cast in cement concrete of Grade M15 | Cum | 4303
Miscellaneous (Roads) | 35.10 | Providing and laying Filter material underneath pitching in slopes complete as per drawing and Technical specification Includes Mazdoor required for trimming of slope to proper profile and preparation of bed |  | Cum | 2193
Miscellaneous (Roads) | 35.11 | Geotextile Filter Laying of a geotextile filter between pitching and embankment slopes on which pitching is laid to prevent escape of the embankment material through the voids of the stone pitching/cement concrete blocks as well as to allow free movement of water without creating any uplift head on the pitching. Readymade woven wire crate rolls have been considered in the rate analysis. In case readymade rolls are not available, GI wire 4mm dia. @ 32 kg per 10 sqm may be provided. In that case 2 per cent of the cost of GI wire may be added for weaving the wire crates |  | Sqm | 151
Miscellaneous (Roads) | 35.12 | Gabian Structure for Retaining Earth Providing and construction of a gabian structure for retaining earth with segments of wire crates of size 7 m x 3 m x 0.6 m each divided into 1.5 m compartments by cross netting, made from 4 mm galvanised steel wire @ 32 kg per 10 sqm having minimum tensile strength of 300 Mpa conforming to IS:280 and galvanizing coating conforming to IS:4826, woven into mesh with double twist, mesh size not exceeding 100 x 100 mm, filled with boulders with least dimension of 200 mm, all loose ends to be tied with 4 mm galvanised steel wire |  | Cum | 2065
Miscellaneous (Roads) | 35.14 | Removal of existing cement concrete wearing coat including its disposal complete as per Technical Specification without causing any detrimental effect to any part of the bridge structure and removal of dismantled material with all lifts and lead up to 1000 m |  | Sqm | 115
Miscellaneous (Roads) | 35.15 | Removal of existing asphaltic wearing coat comprising of 50 mm thick asphaltic concert laid over 12 mm thick mastic asphalt including disposal with all lift and lead up to 1000 m |  | Sqm | 86
Miscellaneous (Roads) | 35.16 | Guniting concrete surface with cement mortar applied with compressor after cleaning surface and spraying with epoxy complete as per Technical Specification |  | Sqm | 807
Miscellaneous (Roads) | 35.18.1 | Sealing of cracks/porous concrete by injection process through nipples/Grouting complete as per Technical Specification | Cement Grout | KG | 166
Miscellaneous (Roads) | 35.18.2 | Sealing of cracks/porous concrete by injection process through nipples/Grouting complete as per Technical Specification | Cement Mortar (1:1) Grouting | KG | 162
Miscellaneous (Roads) | 35.19 | Patching of damaged concrete surface with polymer concrete and curing compounds, initiator and promoter, available in present formulations, to be applied as per instructions of manufacturer and as approved by the Engineer. This item is a proprietary item available in market as pre-packed polymer concrete and is required to be applied as per instructions of the manufacturer |  | Sqm | 858
Miscellaneous (Roads) | 35.20 | Sealing of crack I porous concrete with Epoxy Grout by injection through nipples complete as per clause 2803.1 |  | KG | 706
Miscellaneous (Roads) | 35.21 | Applying epoxy mortar over leached, honey combed and spalled concrete surface and exposed steel reinforcement complete as per Technical Specification |  | Sqm | 498
Miscellaneous (Roads) | 35.22 | Removal of defective concrete, cleaning the surface thoroughly, applying the shotcrete mixture mechanically with compressed air under pressure, comprising of cement, sand, coarse aggregates, water and quick setting compound in the proportion as per clause 2807. 1., sand and coarse aggregates conforming to IS: 383 and table 1 of IS: 9012 respectively, water cement ratio ranging from 0.35 to 0.50, density of gunite not less than 2000 kg/cum, strength not less than 25 Mpa and workmanship conforming to clause 2807.6 |  | Sqm | 279
Miscellaneous (Roads) | 35.23 | Applying pre-packed cement based polymer mortar of strength 45 Mpa at 28 days for replacement of spalled concrete |  | Sqm | 624
Miscellaneous (Roads) | 35.24 | Epoxy bonding of new concrete to old concrete |  | Sqm | 209
Miscellaneous (Roads) | 35.25 | Providing external prestressing with high tensile steel wires/strands including drilling for passage of prestessing steel, all accessories for stressing and stressing operation and grouting complete as per drawing and Technical Specification Span assumed: 25 m No. of cables: 4 no. No. of anchorages: 8 no |  | Tonne | 317133
Miscellaneous (Roads) | 35.26 | Providing external prestressing with high tensile steel wires/strands including drilling for passage of prestessing steel, all accessories for stressing and stressing operation and grouting complete as per drawing and Technical Specification Span assumed: 50 m No. of cables: 4 no |  | Tonne | 307021
Miscellaneous (Roads) | 35.27 | Providing external prestressing with high tensile steel wires/strands including drilling for passage of prestessing steel, all accessories for stressing and stressing operation and grouting complete as per drawing and Technical Specification Span assumed: 100 m No. of cables: 6 no. No. of anchorages: 12 no |  | Tonne | 294910
Miscellaneous (Roads) | 35.30 | Replacement of Expansion Joints complete as per d rawings The rate for the installation of new expansion joints may be taken from the chapter on superstructure. Broken concrete will have to be replaced which has been included in this analysis |  | Rmt | 1961
Miscellaneous (Roads) | 35.31 | Replacement of Damaged Concrete Railing - Dismantling cost The rate for the provision of new railing may be adopted from the chapter on superstructure |  | Rmt | 267
Miscellaneous (Roads) | 35.32 | Replacement of Crash Barrier. The rate for the construction of new crash barrier may be adopted from chapter a on Traffic and Transportation |  | Rmt | 511
Miscellaneous (Roads) | 35.33 | Replacement of Damaged Mild Steel Railing |  | Rmt | 218
Miscellaneous (Roads) | 35.34 | Repair of Crash Barrier Repair of concrete crash barrier with cement concert of M-30 grade by cutting and trimming the damaged portion to a regular shape, cleaning the area to be repaired thoroughly, applying cement concert after erection of proper form work. It is auumed that damage is to the extent of 10 per cent of the volume of concrete.This will require 0.30 cum of concrete |  | Rmt | 180
Miscellaneous (Roads) | 35.35 | Repair of RCC Railing Carrying out repair of RCC M30 railing to bring it to the original shape. It is assumed that damage is to the extent of 10 per cent |  | Rmt | 150
Miscellaneous (Roads) | 35.36 | Repair of Steel Railing Repair of slNI railing to bring it to the original shape It is assumed that the damage to the steel railing is to the extent of 1 O per cent • |  | Rmt | 313