## Source
Schedule | Ladakh Ladakh Schedule of Rates 2024
Department | Ladakh Public Works (R&B)
Edition | 2024
Effective from | 2024-08-01
Official source | https://cdnbbsr.s3waas.gov.in/s395192c98732387165bf8e396c0f2dad2/uploads/2024/07/20240724631241919.pdf
Retrieved on | 2026-07-29
Items | 2449
Notice | Transcribed from the official PDF published by the department, for reference only.
Rates change through correction slips. Verify against the official source before pricing a bid.
Published by Arched AI — https://arched.ai/resources/sor

## Rates
Chapter | Item code | Item | Sub-item | Unit | Rate (INR)
Earth work | 2.1.1 | Earth work in surface excavation not exceeding 30 cm in depth but exceeding 1.5 m in width as well as 10 sqm on plan including getting out and disposal of excavated earth upto 50 m and lift upto 1.5 m, as directed by Engineer-in- Charge | All kinds of soil | Sqm | 104.97
Earth work | 2.2.1 | Earth work in rough excavation, banking excavated earth in layers not exceeding 20cm in depth, breaking clods, watering, rolling each layer with ½ tonne roller or wooden or steel rammers, and rolling every 3rd and top-most layer with power roller of minimum 8 tonnes and dressing up in embankments for roads, flood banks, marginal banks and guide banks or filling up ground depressions, lead upto 50 m and lift upto 1.5 m | All kinds of soil | Cum | 852.74
Earth work | 2.3.1 | Banking excavated earth in layers not exceeding 20 cm in depth, breaking clods, watering, rolling each layer with ½ tonne roller, or wooden or steel rammers, and rolling every 3rd and top-most layer with power roller of minimum 8 tonnes and dressing up, in embankments for roads, flood banks, marginal banks, and guide banks etc., lead upto 50 m and lift upto 1.5 m | All kinds of soil | Cum | 535.5
Earth work | 2.4 | Deduct for not rolling with power roller of minimum 8 tonnes for banking excavated earth in layers not exceeding 20 cm in depth |  | Cum | 5.45
Earth work | 2.5 | Deduct for not watering the excavated earth for banking |  | Cum | 38.78
Earth work | 2.6.1 | Earth work in excavation by manual means over areas (exceeding 30 cm in depth, 1.5 m in width as well as 10 sqm on plan) including getting out and disposal of excavated earth lead upto 50 m and lift upto 1.5 m, as directed by Engineer-in- charge | All kinds of soil | Cum | 647.61
Earth work | 2.6.2 | Earth work in excavation by manual means over areas (exceeding 30 cm in depth, 1.5 m in width as well as 10 sqm on plan) including getting out and disposal of excavated earth lead upto 50 m and lift upto 1.5 m, as directed by Engineer-in- charge | Ordinary rock(By Manual means) | Cum | 1026.87
Earth work | 2.6.3 | Earth work in excavation by manual means over areas (exceeding 30 cm in depth, 1.5 m in width as well as 10 sqm on plan) including getting out and disposal of excavated earth lead upto 50 m and lift upto 1.5 m, as directed by Engineer-in- charge | Hard rock (requiring blasting) By manual means | Cum | 1441.57
Earth work | 2.6.4 | Earth work in excavation by manual means over areas (exceeding 30 cm in depth, 1.5 m in width as well as 10 sqm on plan) including getting out and disposal of excavated earth lead upto 50 m and lift upto 1.5 m, as directed by Engineer-in- charge | Hard rock (blasting prohibited) Manual Means | Cum | 2424.3
Earth work | 2.7.1 | Earth work in excavation by mechanical means (Hydraulic excavator) over areas (exceeding 30 cm in depth, 1.5 m in width as well as 10 sqm on plan) including getting out and disposal of excavated earth lead upto 50 m and lift upto 1.5 m, as directed by Engineer-in-charge | All kinds of soil | Cum | 245.94
Earth work | 2.7.2 | Earth work in excavation by mechanical means (Hydraulic excavator) over areas (exceeding 30 cm in depth, 1.5 m in width as well as 10 sqm on plan) including getting out and disposal of excavated earth lead upto 50 m and lift upto 1.5 m, as directed by Engineer-in-charge | Ordinary rock | Cum | 452.99
Earth work | 2.7.3 | Earth work in excavation by mechanical means (Hydraulic excavator) over areas (exceeding 30 cm in depth, 1.5 m in width as well as 10 sqm on plan) including getting out and disposal of excavated earth lead upto 50 m and lift upto 1.5 m, as directed by Engineer-in-charge | Hard rock (requiring blasting) | Cum | 922.23
Earth work | 2.7.4 | Earth work in excavation by mechanical means (Hydraulic excavator) over areas (exceeding 30 cm in depth, 1.5 m in width as well as 10 sqm on plan) including getting out and disposal of excavated earth lead upto 50 m and lift upto 1.5 m, as directed by Engineer-in-charge | Hard rock (Blasting Prohibited) | Cum | 1292.6
Earth work | 2.8.1 | Earth work in excavation by manual means in foundation trenches or drains (not exceeding 1.5 m in width or 10 sqm on plan), including dressing of sides and ramming of bottoms, lift upto 1.5 m, including getting out the excavated soil and disposal of surplus excavated soil as directed, within a lead of 50 m | All kinds of soil | Cum | 526.11
Earth work | 2.8.2 | Earth work in excavation by manual means in foundation trenches or drains (not exceeding 1.5 m in width or 10 sqm on plan), including dressing of sides and ramming of bottoms, lift upto 1.5 m, including getting out the excavated soil and disposal of surplus excavated soil as directed, within a lead of 50 m | Ordinary rock | Cum | 1164.03
Earth work | 2.8.3 | Earth work in excavation by manual means in foundation trenches or drains (not exceeding 1.5 m in width or 10 sqm on plan), including dressing of sides and ramming of bottoms, lift upto 1.5 m, including getting out the excavated soil and disposal of surplus excavated soil as directed, within a lead of 50 m | Hard rock (requiring blasting) | Cum | 1540.55
Earth work | 2.8.4 | Earth work in excavation by manual means in foundation trenches or drains (not exceeding 1.5 m in width or 10 sqm on plan), including dressing of sides and ramming of bottoms, lift upto 1.5 m, including getting out the excavated soil and disposal of surplus excavated soil as directed, within a lead of 50 m | Hard rock (blasting prohibited) | Cum | 2374.71
Earth work | 2.9.1 | Earth work in excavation by mechanical means (Hydraulic excavator) in foundation trenches or drains (not exceeding 1.5 m in width or 10 sqm on plan), including dressing of sides and ramming of bottoms, lift upto 1.5 m, including getting out the excavated soil and disposal of surplus excavated soil as directed, within a lead of 50 m | All kinds of soil | Cum | 328.15
Earth work | 2.9.2 | Earth work in excavation by mechanical means (Hydraulic excavator) in foundation trenches or drains (not exceeding 1.5 m in width or 10 sqm on plan), including dressing of sides and ramming of bottoms, lift upto 1.5 m, including getting out the excavated soil and disposal of surplus excavated soil as directed, within a lead of 50 m | Ordinary rock | Cum | 595.29
Earth work | 2.9.3 | Earth work in excavation by mechanical means (Hydraulic excavator) in foundation trenches or drains (not exceeding 1.5 m in width or 10 sqm on plan), including dressing of sides and ramming of bottoms, lift upto 1.5 m, including getting out the excavated soil and disposal of surplus excavated soil as directed, within a lead of 50 m | Hard rock (requiring blasting) | Cum | 1113.63
Earth work | 2.9.4 | Earth work in excavation by mechanical means (Hydraulic excavator) in foundation trenches or drains (not exceeding 1.5 m in width or 10 sqm on plan), including dressing of sides and ramming of bottoms, lift upto 1.5 m, including getting out the excavated soil and disposal of surplus excavated soil as directed, within a lead of 50 m | Hard rock (blasting prohibited) | Cum | 1434.91
Earth work | 2.10.1.1 | Excavating trenches of required width for pipes, cables, etc including excavation for sockets, and dressing of sides, ramming of bottoms, depth upto 1.5 m, including getting out the excavated soil, and then returning the soil as required, in layers not exceeding 20 cm in depth, including consolidating each deposited layer by ramming, watering, etc. and disposing of surplus excavated soil as directed, within a lead of 50 m — All kinds of soil | Pipes, cables etc, not exceeding 80 mm dia | Metre | 371.47
Earth work | 2.10.1.2 | Excavating trenches of required width for pipes, cables, etc including excavation for sockets, and dressing of sides, ramming of bottoms, depth upto 1.5 m, including getting out the excavated soil, and then returning the soil as required, in layers not exceeding 20 cm in depth, including consolidating each deposited layer by ramming, watering, etc. and disposing of surplus excavated soil as directed, within a lead of 50 m — All kinds of soil | Pipes, cables etc. exceeding 80 mm dia. but not exceeding 300 mm dia | Metre | 606.72
Earth work | 2.10.1.3 | Excavating trenches of required width for pipes, cables, etc including excavation for sockets, and dressing of sides, ramming of bottoms, depth upto 1.5 m, including getting out the excavated soil, and then returning the soil as required, in layers not exceeding 20 cm in depth, including consolidating each deposited layer by ramming, watering, etc. and disposing of surplus excavated soil as directed, within a lead of 50 m — All kinds of soil | Pipes, cables etc. exceeding 300 mm dia but not exceeding 600 mm | Metre | 947.22
Earth work | 2.11 | Extra for excavating trenches for pipes, cables etc. in all kinds of soil for depth exceeding 1.5 m, but not exceeding 3 m. (Rate is over corresponding basic item for depth upto 1.5 metre) |  | Metre | 144
Earth work | 2.12 | Extra for excavating trenches for pipes, cables, etc, in all kinds of soil for depth exceeding 3 m in depth, but not exceeding 4.5 m. (Rate is over corresponding basic item for depth upto 1.5 metre.) |  | Metre | 206
Earth work | 2.13.1.1 | Excavating trenches of required width for pipes, cables, etc, including excavation for sockets, depth upto 1.5 m, including getting out the excavated materials, returning the soil as required in layers not exceeding 20 cm in depth, including consolidating each deposited layers by ramming, watering etc., stacking serviceable material for measurements and disposal of unserviceable material as directed, within a lead of 50 m — Ordinary rock | Pipes, cables etc. not exceeding 80 mm dia | Metre | 290.12
Earth work | 2.13.1.2 | Excavating trenches of required width for pipes, cables, etc, including excavation for sockets, depth upto 1.5 m, including getting out the excavated materials, returning the soil as required in layers not exceeding 20 cm in depth, including consolidating each deposited layers by ramming, watering etc., stacking serviceable material for measurements and disposal of unserviceable material as directed, within a lead of 50 m — Ordinary rock | Pipes, cables etc. exceeding 80 mm dia but not exceeding 300 mm dia | Metre | 718.39
Earth work | 2.13.1.3 | Excavating trenches of required width for pipes, cables, etc, including excavation for sockets, depth upto 1.5 m, including getting out the excavated materials, returning the soil as required in layers not exceeding 20 cm in depth, including consolidating each deposited layers by ramming, watering etc., stacking serviceable material for measurements and disposal of unserviceable material as directed, within a lead of 50 m — Ordinary rock | Pipes, cables exceeding 300 mm dia but not exceeding 600 mm dia | Metre | 826.58
Earth work | 2.13.2.1 | Excavating trenches of required width for pipes, cables, etc, including excavation for sockets, depth upto 1.5 m, including getting out the excavated materials, returning the soil as required in layers not exceeding 20 cm in depth, including consolidating each deposited layers by ramming, watering etc., stacking serviceable material for measurements and disposal of unserviceable material as directed, within a lead of 50 m — Hard rock (requiring blasting) | Pipes, cables etc. not exceeding 80 mm dia | Metre | 667.32
Earth work | 2.13.2.2 | Excavating trenches of required width for pipes, cables, etc, including excavation for sockets, depth upto 1.5 m, including getting out the excavated materials, returning the soil as required in layers not exceeding 20 cm in depth, including consolidating each deposited layers by ramming, watering etc., stacking serviceable material for measurements and disposal of unserviceable material as directed, within a lead of 50 m — Hard rock (requiring blasting) | Pipes, cables etc. exceeding 80 mm dia but not exceeding 300 mm dia | Metre | 1652.41
Earth work | 2.13.2.3 | Excavating trenches of required width for pipes, cables, etc, including excavation for sockets, depth upto 1.5 m, including getting out the excavated materials, returning the soil as required in layers not exceeding 20 cm in depth, including consolidating each deposited layers by ramming, watering etc., stacking serviceable material for measurements and disposal of unserviceable material as directed, within a lead of 50 m — Hard rock (requiring blasting) | Pipes, cables etc. exceeding 300 mm dia but not exceeding 600 mm dia | Metre | 1901.39
Earth work | 2.13.3.1 | Excavating trenches of required width for pipes, cables, etc, including excavation for sockets, depth upto 1.5 m, including getting out the excavated materials, returning the soil as required in layers not exceeding 20 cm in depth, including consolidating each deposited layers by ramming, watering etc., stacking serviceable material for measurements and disposal of unserviceable material as directed, within a lead of 50 m — Hard rock (blasting prohibited) | Pipes, cables etc. not exceeding 80 mm dia | Metre | 820.65
Earth work | 2.13.3.2 | Excavating trenches of required width for pipes, cables, etc, including excavation for sockets, depth upto 1.5 m, including getting out the excavated materials, returning the soil as required in layers not exceeding 20 cm in depth, including consolidating each deposited layers by ramming, watering etc., stacking serviceable material for measurements and disposal of unserviceable material as directed, within a lead of 50 m — Hard rock (blasting prohibited) | Pipes, cables etc. exceeding 80 mm dia but not exceeding 300 mm dia | Metre | 2032.07
Earth work | 2.13.3.3 | Excavating trenches of required width for pipes, cables, etc, including excavation for sockets, depth upto 1.5 m, including getting out the excavated materials, returning the soil as required in layers not exceeding 20 cm in depth, including consolidating each deposited layers by ramming, watering etc., stacking serviceable material for measurements and disposal of unserviceable material as directed, within a lead of 50 m — Hard rock (blasting prohibited) | Pipes, cables etc. exceeding 300 mm dia but not exceeding 600 mm dia | Metre | 2338.39
Earth work | 2.14 | Extra for excavating trenches for pipes, cables, etc. in ordinary/hard rock exceeding 1.5 m in depth but not exceeding 3 m. (Rate is over corresponding basic item for depth upto 1.5 metre) |  | Metre | 99.27
Earth work | 2.35.5 | Diluting and injecting chemical emulsion for POST-CONSTRUCTIONAL anti- termite treatment (excluding the cost of chemical emulsion) | Treatment at points of contact of wood work by chemical emulsion Chlorpyriphos/ Lindane (in oil or kerosene based solution) @ 0.5 litres per hole by drilling 6 mm dia holes at downward angle of 45 degree at 150 mm centre to centre and sealing the same | Metre | 323.91
Earth work | 2.36 | Extra for levelling & neatly dressing of disposed soil completely as directed by Engineer-in-charge |  | Cum | 77.47
Earth work | 2.37 | Supply and stacking of Fly ash conforming to IRC- 58 at site, including carriage, loading, unloading & stacking up to any lead (measured stacks will be reduced by 20% for payment) |  | Cum | 263.61
Earth work | 2.38 | Filling with available fly ash and earth (excluding rock) in trenches or embankment in layers (each layer should not exceed 15 cm), with intermediate layer of compacted earth (Soil density of 98%) after every four layers of compacted depth of fly ash, sides & top layer of filling shall be done with earth having total minimum compacted thickness 30 cm or as decided by Engineer - in- charge, including compacting each layer by rolling/ ramming and watering, all complete as per drawing and direction of Engineer -in - charge |  | Cum | 255.23
Concrete Work | 4.1.2 | Providing and laying in position cement concrete of specified grade excluding the cost of centering and shuttering - All work up to plinth level | 1:1½:3 (1 Cement: 1½ coarse sand (zone-III): 3 graded stone aggregate 20 mm nominal size) derived from natural sources: 3 graded stone aggregate 20 mm nominal size derived from natural sources) | Cum | 10677.72
Concrete Work | 4.1.2A | Providing and laying in position cement concrete of specified grade excluding the cost of centering and shuttering - All work up to plinth level | 1:1.5:3 (1 Cement: 1.5 coarse sand (zone-III) including manufactured sand derived from Recycled Concrete Aggregate (RCA) upto 25%: 3 graded stone aggregate 20 mm nominal size including Recycled Concrete Aggregate (RCA) upto 25%) | Cum | 10694.89
Concrete Work | 4.1.3 | Providing and laying in position cement concrete of specified grade excluding the cost of centering and shuttering - All work up to plinth level | 1:2:4 (1 cement: 2 coarse sand (zone-III) derived from natural sources: 4 graded stone aggregate 20 mm nominal size derived from natural sources) | Cum | 9432.39
Concrete Work | 4.1.3A | Providing and laying in position cement concrete of specified grade excluding the cost of centering and shuttering - All work up to plinth level | 1:2:4 (1 cement: 2 coarse sand (zone-III) including manufactured sand derived from Recycled Concrete Aggregate (RCA) upto 25%: 4 graded stone aggregate 20 mm nominal size including Recycled Concrete Aggregate (RCA) upto 25%) | Cum | 10052.53
Concrete Work | 4.1.4 | Providing and laying in position cement concrete of specified grade excluding the cost of centering and shuttering - All work up to plinth level | 1:2:4 (1 Cement: 2 coarse sand (zone-III) derived from natural sources: 4 graded stone aggregate 40 mm nominal size derived from natural sources) | Cum | 9250.59
Concrete Work | 4.1.5 | Providing and laying in position cement concrete of specified grade excluding the cost of centering and shuttering - All work up to plinth level | 1:3:6 (1 Cement: 3 coarse sand (zone-III) derived from natural sources: 6 graded stone aggregate 20 mm nominal size derived from natural sources) | Cum | 7795.18
Concrete Work | 4.1.5A | Providing and laying in position cement concrete of specified grade excluding the cost of centering and shuttering - All work up to plinth level | 1:3:6 (1 Cement: 3 manufactured sand derived from Recycled Concrete Aggregate (RCA): 6 graded stone aggregate 20 mm nominal size Recycled Concrete Aggregate (RCA)) | Cum | 7604.29
Concrete Work | 4.1.5B | Providing and laying in position cement concrete of specified grade excluding the cost of centering and shuttering - All work up to plinth level | 1:3:6 (1 cement: 3 manufactured sand derived from Recycled concrete Aggregate (RCA): 6 graded stone aggregate 20 mm nominal size Recycled Aggregate (RA)) | Cum | 7632.57
Concrete Work | 4.1.6 | Providing and laying in position cement concrete of specified grade excluding the cost of centering and shuttering - All work up to plinth level | 1:3:6 (1 Cement: 3 coarse sand (zone-III) derived from natural sources: 6 gradedstone aggregate 40 mm nominal size derived from natural sources) | Cum | 7572.98
Concrete Work | 4.1.6A | Providing and laying in position cement concrete of specified grade excluding the cost of centering and shuttering - All work up to plinth level | 1:3:6 (1 Cement: 3 manufactured sand derived from Recycled Concrete Aggregate (RCA): 6 graded stone aggregate 40 mm nominal size Recycled Aggregate (RA)) | Cum | 7075.05
Concrete Work | 4.1.8 | Providing and laying in position cement concrete of specified grade excluding the cost of centering and shuttering - All work up to plinth level | 1:4:8 (1 Cement: 4 coarse sand (zone-III) derived from natural sources: 8 graded stone aggregate 40 mm nominal size derived from natural sources) | Cum | 6755.89
Concrete Work | 4.1.8A | Providing and laying in position cement concrete of specified grade excluding the cost of centering and shuttering - All work up to plinth level | 1:4:8 (1 cement: 4 manufactured sand derived from Recycled Concrete Aggregate (RCA): 8 graded stone aggregate 40 mm nominal size Recycled Aggregate (RA) | Cum | 6277.15
Concrete Work | 4.1.10 | Providing and laying in position cement concrete of specified grade excluding the cost of centering and shuttering - All work up to plinth level | 1:5:10 (1 cement: 5 coarse sand (zone-III) derived from natural sources: 10 graded stone aggregate 40 mm nominal size derived from natural sources) | Cum | 6102.42
Concrete Work | 4.1.10A | Providing and laying in position cement concrete of specified grade excluding the cost of centering and shuttering - All work up to plinth level | 1:5:10 (1 cement: 5 manufactured sand derived from Recycled Concrete Aggregate (RCA): 10 graded stone aggregate 40 mm nominal size Recycled Aggregate (RA)) | Cum | 5616.61
Concrete Work | 4.1.11 | Providing and laying in position cement concrete of specified grade excluding the cost of centering and shuttering - All work up to plinth level | 1:5:10 (1 cement: 5 fine sand derived from natural sources: 10 graded stone aggregate 40 mm nominal size derived from natural sources) | Cum | 6085.25
Concrete Work | 4.1.12 | Providing and laying in position cement concrete of specified grade excluding the cost of centering and shuttering - All work up to plinth level | 1:2:3½:9 (1 ordinary portland cement: 2 Fly ash: 3½ coarse sand (zone-III): 9 graded stone aggregate 40 mm nominal size) | Cum | 6706.4
Concrete Work | 4.1.12A | Providing and laying in position cement concrete of specified grade excluding the cost of centering and shuttering - All work up to plinth level | 1:2:3½:9 (1 ordinary portland cement: 2 Fly ash: 3½ manufactured sand derived from Recycled Concrete Aggregate (RCA): 9 graded stone aggregate 40 mm nominal size Recycled Aggregate (RA)) | Cum | 5567.12
Concrete Work | 4.1.13 | Providing and laying in position cement concrete of specified grade excluding the cost of centering and shuttering - All work up to plinth level | 1:2½:4:11 (1 ordinary portland cement: 2½ fly ash: 4 coarse sand(zone-III) derived from natural sources: 11 graded stone aggregate 40 mm nominal size derived from natural sources) | Cum | 6020.61
Concrete Work | 4.1.13A | Providing and laying in position cement concrete of specified grade excluding the cost of centering and shuttering - All work up to plinth level | 1:2½:4:11 (1 ordinary portland cement: 2½ fly ash: 4 manufactured sand derived from Recycled Concrete Aggregate (RCA):11 graded stone aggregate 40 mm nominal size Recycled Aggregate (RA)) | Cum | 5534.8
Concrete Work | 4.2.2 | Providing and laying cement concrete in retaining walls, return walls, walls (any thickness) including attached pilasters, columns, piers, abutments, pillars, posts, struts, buttresses, string or lacing courses, parapets, coping, bed blocks, anchor blocks, plain window sills, fillets, sunken floor etc., up to floor five level, excluding the cost of centering, shuttering and finishing | 1:1½:3 (1 cement: 1½ coarse sand (zone-III): 3 graded stone aggregate 20 mm nominal size) | Cum | 12644.19
Concrete Work | 4.2.2A | Providing and laying cement concrete in retaining walls, return walls, walls (any thickness) including attached pilasters, columns, piers, abutments, pillars, posts, struts, buttresses, string or lacing courses, parapets, coping, bed blocks, anchor blocks, plain window sills, fillets, sunken floor etc., up to floor five level, excluding the cost of centering, shuttering and finishing | 1:1½:3 (1 cement: 1½ coarse sand (zone-III) including manufactured sand derived from Recycled Concrete Aggregate (RCA) upto 25%: 3 graded stone aggregate 20 mm nominal size including Recycled Concrete Aggregate (RCA) upto 25%)) | Cum | 12782.56
Concrete Work | 4.2.3 | Providing and laying cement concrete in retaining walls, return walls, walls (any thickness) including attached pilasters, columns, piers, abutments, pillars, posts, struts, buttresses, string or lacing courses, parapets, coping, bed blocks, anchor blocks, plain window sills, fillets, sunken floor etc., up to floor five level, excluding the cost of centering, shuttering and finishing | 1:2:4 (1 Cement: 2 coarse sand (zone-III) derived from natural sources: 4 graded stone aggregate 20 mm nominal size derived from natural sources) | Cum | 11411.99
Concrete Work | 4.2.3A | Providing and laying cement concrete in retaining walls, return walls, walls (any thickness) including attached pilasters, columns, piers, abutments, pillars, posts, struts, buttresses, string or lacing courses, parapets, coping, bed blocks, anchor blocks, plain window sills, fillets, sunken floor etc., up to floor five level, excluding the cost of centering, shuttering and finishing | 1:2:4 (1 Cement: 2 coarse sand (zone-III) including manufactured sand derived from Recycled Concrete Aggregate (RCA) upto 25%: 4 graded stone aggregate 20 mm nominal size including Recycled Concrete Aggregate (RCA) upto 25%)) | Cum | 11537.23
Concrete Work | 4.2.5 | Providing and laying cement concrete in retaining walls, return walls, walls (any thickness) including attached pilasters, columns, piers, abutments, pillars, posts, struts, buttresses, string or lacing courses, parapets, coping, bed blocks, anchor blocks, plain window sills, fillets, sunken floor etc., up to floor five level, excluding the cost of centering, shuttering and finishing | 1:3:6 (1 cement: 3 coarse sand (zone-III): 6 graded stone aggregate 20 mm nominal size) | Cum | 9867.7
Concrete Work | 4.2.5A | Providing and laying cement concrete in retaining walls, return walls, walls (any thickness) including attached pilasters, columns, piers, abutments, pillars, posts, struts, buttresses, string or lacing courses, parapets, coping, bed blocks, anchor blocks, plain window sills, fillets, sunken floor etc., up to floor five level, excluding the cost of centering, shuttering and finishing | 1:3:6 (1 cement: 3 manufactured sand derived from Recycled Concrete Aggregate (RCA): 6 graded stone aggregate 20 mm nominal size Recycled Concrete Aggregate (RCA)) | Cum | 10016.17
Concrete Work | 4.2.5B | Providing and laying cement concrete in retaining walls, return walls, walls (any thickness) including attached pilasters, columns, piers, abutments, pillars, posts, struts, buttresses, string or lacing courses, parapets, coping, bed blocks, anchor blocks, plain window sills, fillets, sunken floor etc., up to floor five level, excluding the cost of centering, shuttering and finishing | 1:3:6 (1 cement: 3 manufactured sand derived from Recycled Concrete Aggregate (RCA): 6 graded stone aggregate 20 mm nominal size Recycled Aggregate (RA)) | Cum | 9263.72
Concrete Work | 4.2.8 | Providing and laying cement concrete in retaining walls, return walls, walls (any thickness) including attached pilasters, columns, piers, abutments, pillars, posts, struts, buttresses, string or lacing courses, parapets, coping, bed blocks, anchor blocks, plain window sills, fillets, sunken floor etc., up to floor five level, excluding the cost of centering, shuttering and finishing | 1:5:10 (1 cement: 5 coarse sand (zone-III): 10 graded stone aggregate 40 mm nominal size) | Cum | 8160.8
Concrete Work | 4.2.8A | Providing and laying cement concrete in retaining walls, return walls, walls (any thickness) including attached pilasters, columns, piers, abutments, pillars, posts, struts, buttresses, string or lacing courses, parapets, coping, bed blocks, anchor blocks, plain window sills, fillets, sunken floor etc., up to floor five level, excluding the cost of centering, shuttering and finishing | 1:5:10 (1 cement: 5 manufactured sand derived from Recycled Concrete Aggregate (RCA): 10 graded stone aggregate 40 mm nominal size Recycled Aggregate (RA)) (RCA): 6 graded stone aggregate 20 mm nominal size Recycled Aggregate (RA)) | Cum | 7695.19
Concrete Work | 4.3.1 | Centering and shuttering including strutting, propping etc. and removal of form work for | Foundations, footings, bases for columns | Sqm | 361.26
Concrete Work | 4.3.2 | Centering and shuttering including strutting, propping etc. and removal of form work for | Retaining walls, return walls, walls (any thickness) including attached pilasters, buttresses, plinth and string courses fillets, kerbs and steps etc | Sqm | 749.83
Concrete Work | 4.3.3 | Centering and shuttering including strutting, propping etc. and removal of form work for | Columns, piers, abutments, pillars, posts and struts | Sqm | 907.43
Concrete Work | 4.4.1 | Providing and laying cement concrete in kerbs, steps and the like at or near ground level excluding the cost of centering, shuttering and finishing | 1:1½:3 (1 Cement: 1½ coarse sand(zone-III): 3 graded stone aggregate 20 mm nominal size) | Sqm | 10677.72
Concrete Work | 4.4.1A | Providing and laying cement concrete in kerbs, steps and the like at or near ground level excluding the cost of centering, shuttering and finishing | 1:1.5:3 (1 cement: 1.5 coarse sand (zone-III) including manufactured sand derived from Recycled Concrete Aggregate (RCA) upto 25%: 3 graded stone aggregate 20 mm nominal size including Recycled Concrete Aggregate (RCA) upto 25%)) | Cum | 10694.89
Concrete Work | 4.5.1 | Providing and fixing up to floor five level precast cement concrete string or lacing courses, copings, bed plates, anchor blocks, plain window sills, shelves, louvers, steps, stair cases, etc., including hoisting and setting in position with cement mortar 1:3 (1 Cement: 3 coarse sand), cost of required Centering complete | 1:1.5:3 (1 cement: 1.5 coarse sand(zone-III): 3 graded stone aggregate 20mm nominal size) | Cum | 12359.31
Concrete Work | 4.5.1A | Providing and fixing up to floor five level precast cement concrete string or lacing courses, copings, bed plates, anchor blocks, plain window sills, shelves, louvers, steps, stair cases, etc., including hoisting and setting in position with cement mortar 1:3 (1 Cement: 3 coarse sand), cost of required Centering complete | 1:1.5:3 (1 cement: 1.5 coarse sand (zone-III) including manufactured sand derived from Recycled Concrete Aggregate (RCA) upto 25%: 3 graded stone aggregate 20mm nominal size including Recycled Concrete Aggregate (RCA) upto 25%)) | Cum | 12377.09
Concrete Work | 4.6.1 | Providing and fixing at or near ground level precast cement concrete in kerbs, edgings etc. as per approved pattern and setting in position with cement mortar 1:3 (1 Cement: 3 coarse sand), including the cost of required centering, shuttering complete | 1:1½:3 (1 Cement: 1½ coarse sand(zone-III): 3 graded stone aggregate 20 mm nominal size) | Cum | 11161.98
Concrete Work | 4.6.1A | Providing and fixing at or near ground level precast cement concrete in kerbs, edgings etc. as per approved pattern and setting in position with cement mortar 1:3 (1 Cement: 3 coarse sand), including the cost of required centering, shuttering complete | 1:1.5:3 (1 Cement: 1.5 coarse sand (zone-III) including manufactured sand derived from Recycled Concrete Aggregate (RCA) upto 25%: 3 graded stone aggregate 20 mm nominal size including Recycled Concrete Aggregate (RCA) upto 25%)) | Cum | 14904.87
Concrete Work | 4.7.1 | Providing and fixing up to floor five level precast cement concrete solid block, including hoisting and setting in position with cement mortar 1:3 (1 cement: 3 coarse sand), cost of required centering, shuttering complete | 1:1½:3 (1 Cement: 1½ coarse sand(zone-III): 3 graded stone aggregate 20 mm nominal size) | Cum | 19534.88
Concrete Work | 4.7.1A | Providing and fixing up to floor five level precast cement concrete solid block, including hoisting and setting in position with cement mortar 1:3 (1 cement: 3 coarse sand), cost of required centering, shuttering complete | 1:1.5:3 (1 Cement: 1.5 coarse sand (zone-III) including manufactured sand derived from Recycled Concrete Aggregate (RCA) upto 25%: 3 graded stone aggregate 20 mm nominal size including (Recycled Concrete Aggregate (RCA) upto 25%)) | Cum | 19175.7
Concrete Work | 4.8.1 | Providing and fixing up to floor five level precast cement concrete hollow block, including hoisting and setting in position with cement mortar 1:3 (1 cement: 3 coarse sand), cost of required centering, shuttering complete | 1:1½:3 (1 Cement: 1½ coarse sand (zone-III): 3 graded stone aggregate 20 mm nominal size) | Cum | 14853.4
Concrete Work | 4.8.1A | Providing and fixing up to floor five level precast cement concrete hollow block, including hoisting and setting in position with cement mortar 1:3 (1 cement: 3 coarse sand), cost of required centering, shuttering complete | 1:1.5:3 (1 Cement: 1.5 coarse sand (zone-III) ncluding manufactured sand derived from Recycled Concrete Aggregate (RCA) upto 25%: 3 graded stone aggregate 20 mm nominal size including (Recycled Concrete Aggregate (RCA) upto 25%)) | Cum | 14853.2
Concrete Work | 4.9 | Precasting and placing in position 125 mm dia Bollards 600 mm high of required shape including providing M.S. Pipe Sleeve 50 mm dia 300 mm long in the Bollard and M.S. Pipes 40 mm dia and 450mm long with 150x150x6mm M.S. plate welded at bottom and embedded 150mm in cement concrete 1:3:6 (1 Cement: 3 coarse sand (zone-III): 6 graded stone aggregate 20 mm nominal size), including necessary excavation of size 250x250x450mm deep for the same in bitumen/ concrete pavement at specified spacing |  | Each | 823.51
Concrete Work | 4.9A | Precasting and placing in position 125 mm dia Bollards 600 mm high of required shape including providing M.S. Pipe Sleeve 50 mm dia 300 mm long in the Bollard and M.S. Pipes 40 mm dia and 450mm long with 150x150x6mm M.S. plate welded at bottom and embedded 150mm in cement concrete 1:3:6 (1 Cement: 3 coarse sand (zone-III) derived from natural sources: 6 graded stone aggregate 20 mm nominal size derived from natural sources), including necessary excavation of size 250x250x450mm deep for the same in bitumen/concrete pavement at specified spacing |  | Each | 1059.51
Concrete Work | 4.9B | Precasting and placing in position 125 mm dia Bollards 600 mm high of required shape including providing M.S. Pipe Sleeve 50 mm dia 300 mm long in the Bollard and M.S. Pipes 40 mm dia and 450mm long with 150x150x6mm M.S. plate welded at bottom and embedded 150mm in cement concrete 1:3:6 (1 Cement: 3 manufactured sand derived from Recycled Concrete Aggregate (RCA): 6 graded stone aggregate 20 mm nominal size (Recycled Aggregate (RA), including necessary excavation of size 250x250x450mm deep for the same in bitumen/ concrete pavement at specified spacing |  | Each | 1076.51
Concrete Work | 4.10 | Providing and laying damp-proof course 40mm thick with cement concrete 1:2:4 (1 cement: 2 coarse sand (zone-III) derived from natural sources: 4 graded stone aggregate 12.5mm nominal size derived from natural sources) |  | Sqm | 474.87
Concrete Work | 4.10A | Providing and laying damp-proof course 40mm thick with cement concrete 1:2:4 (1 cement: 2 coarse sand (zone-III) including manufactured sand derived from Recycled Concrete Aggregate (RCA) upto 25%: 4 graded stone aggregate 12.5mm nominal size including (Recycled Concrete Aggregate (RCA) upto 25%)) |  | Sqm | 499.67
Concrete Work | 4.11 | Providing and laying damp-proof course 50mm thick with cement concrete 1:2:4 (1 cement: 2 coarse sand(zone-III): 4 graded stone aggregate 20mm nominal size) |  | Sqm | 573.71
Concrete Work | 4.11A | Providing and laying damp-proof course 50mm thick with cement concrete 1:2:4 (1 cement: 2 coarse sand (zone-III) ncluding manufactured sand derived from Recycled Concrete Aggregate (RCA) upto 25%: 4 graded stone aggregate 20mm nominal size including (Recycled Concrete Aggregate (RCA) upto 25%)) |  | Sqm | 604.81
Concrete Work | 4.12 | Extra for providing and mixing water proofing material in cement concrete work in doses by weight of cement as per manufacturer's specification |  | Bag | 79.79
Concrete Work | 4.13 | Providing & applying a coat of residual petroleum bitumen of grade of VG-10 of approved quality using 1.7kg per square metre on damp proof course after cleaning the surface with brushes and finally with apiece of cloth lightly soaked in kerosene oil |  | Sqm | 205.03
Concrete Work | 4.14 | Extra for concrete work in superstructure above floor V level for each four floors or part thereof |  | Cum | 1270.58
Concrete Work | 4.15 | Extra for laying concrete in or under water and/or liquid mud including cost of pumping or bailing out water and removing slush etc. complete |  | Metre | 914.29
Concrete Work | 4.16 | Extra for laying concrete in or under foul positions |  | Cum | 387.84
Concrete Work | 4.17 | Making plinth protection 50mm thick of cement concrete 1:3:6 (1 cement: 3 coarse sand: 6 graded stone aggregate 20 mm nominal size) over 75mm thick bed of dry brick ballast 40 mm nominal size, well rammed and consolidated and grouted with fine sand, including necessary excavation, levelling & dressing & finishing the top smooth |  | Sqm | 724.27
Concrete Work | 4.18 | Extra for addition of synthetic Polyester triangular fibre of length 12mm, effective diaMetre 10-40 microns and specific gravity of 1.34 to 1.40 in cement concrete/RCC/Flooring/water retaining structures by using 125gms of synthetic Polyester triangular fibre for 50 Kg cement used as per directions of Engineer-in- Charge |  | Bag | 72.72
Concrete Work | 4.20.1.1 | Providing and laying in position ready mixed plain cement concrete, using fly ash and cement content as per approved design mix and manufactured in fully automatic batching plant and transported to site of work in transit mixer for all leads, having continuous agitated mixer, manufactured as per mix design of specified grade for plain cement concrete work, including pumping of R.M.C. from transit mixer to site of laying and curing, excluding the cost of centering, shuttering and finishing, including cost of curing, admixtures in recommended proportions as per IS: 9103 to accelerate/ retard setting of concrete, improve workability without impairing strength and durability as per direction of the Engineer-in-charge. Note: (1) Excess/less cement used than specified in this item is payable/ recoverable separately. (2) Fly ash conforming to grade I of IS 3812 (Part-1) only be used as part replacement of OPC as per IS: 456. Uniform blending with cement is to be ensured in accordance with clauses 5.2 and 5.2.1 of IS: 456 -2000 in the items of BMC and RMC — All works upto plinth level | Concrete of M10 grade with minimum cement content of 220 kg /cum | Cum | 9205.14
Concrete Work | 4.20.1.2 | Providing and laying in position ready mixed plain cement concrete, using fly ash and cement content as per approved design mix and manufactured in fully automatic batching plant and transported to site of work in transit mixer for all leads, having continuous agitated mixer, manufactured as per mix design of specified grade for plain cement concrete work, including pumping of R.M.C. from transit mixer to site of laying and curing, excluding the cost of centering, shuttering and finishing, including cost of curing, admixtures in recommended proportions as per IS: 9103 to accelerate/ retard setting of concrete, improve workability without impairing strength and durability as per direction of the Engineer-in-charge. Note: (1) Excess/less cement used than specified in this item is payable/ recoverable separately. (2) Fly ash conforming to grade I of IS 3812 (Part-1) only be used as part replacement of OPC as per IS: 456. Uniform blending with cement is to be ensured in accordance with clauses 5.2 and 5.2.1 of IS: 456 -2000 in the items of BMC and RMC — All works upto plinth level | Concrete of M15 grade with minimum cement content of 240 kg /cum | Cum | 9545.51
Concrete Work | 4.20.1.3 | Providing and laying in position ready mixed plain cement concrete, using fly ash and cement content as per approved design mix and manufactured in fully automatic batching plant and transported to site of work in transit mixer for all leads, having continuous agitated mixer, manufactured as per mix design of specified grade for plain cement concrete work, including pumping of R.M.C. from transit mixer to site of laying and curing, excluding the cost of centering, shuttering and finishing, including cost of curing, admixtures in recommended proportions as per IS: 9103 to accelerate/ retard setting of concrete, improve workability without impairing strength and durability as per direction of the Engineer-in-charge. Note: (1) Excess/less cement used than specified in this item is payable/ recoverable separately. (2) Fly ash conforming to grade I of IS 3812 (Part-1) only be used as part replacement of OPC as per IS: 456. Uniform blending with cement is to be ensured in accordance with clauses 5.2 and 5.2.1 of IS: 456 -2000 in the items of BMC and RMC — All works upto plinth level | Concrete of M20 grade with minimum cement content of 270 kg /cum | Cum | 10057.58
Concrete Work | 4.20.1.4 | Providing and laying in position ready mixed plain cement concrete, using fly ash and cement content as per approved design mix and manufactured in fully automatic batching plant and transported to site of work in transit mixer for all leads, having continuous agitated mixer, manufactured as per mix design of specified grade for plain cement concrete work, including pumping of R.M.C. from transit mixer to site of laying and curing, excluding the cost of centering, shuttering and finishing, including cost of curing, admixtures in recommended proportions as per IS: 9103 to accelerate/ retard setting of concrete, improve workability without impairing strength and durability as per direction of the Engineer-in-charge. Note: (1) Excess/less cement used than specified in this item is payable/ recoverable separately. (2) Fly ash conforming to grade I of IS 3812 (Part-1) only be used as part replacement of OPC as per IS: 456. Uniform blending with cement is to be ensured in accordance with clauses 5.2 and 5.2.1 of IS: 456 -2000 in the items of BMC and RMC — All works upto plinth level | Concrete of M25 grade with minimum cement content of 300 kg /cum | Cum | 10206.05
Reinforced Cement Concrete | 5.1.2 | Providing and laying in position specified grade of reinforced cement concrete, excluding the cost of centering, shuttering, finishing and reinforcement - All work up to plinth level | 1:1.5:3 (1 cement: 1.5 coarse sand (zone-III) derived from natural sources: 3 graded stone aggregate 20 mm nominal size derived from natural sources) | Cum | 11277.66
Reinforced Cement Concrete | 5.1.3 | Providing and laying in position specified grade of reinforced cement concrete, excluding the cost of centering, shuttering, finishing and reinforcement - All work up to plinth level | 1:2:4 (1 cement: 2 coarse sand: 4 graded stone aggregate 20 mm nominal size) | Cum | 10032.33
Reinforced Cement Concrete | 5.1.3A | Providing and laying in position specified grade of reinforced cement concrete, excluding the cost of centering, shuttering, finishing and reinforcement - All work up to plinth level | 1:2:4 (1 cement: 2 coarse sand incuding manufactured sand derived from Recycled Concrete Aggregate (RCA) upto 20%: 4 graded stone aggregate 20 mm nominal size of Recycled Concrete Aggregate (RCA) upto 20%) | Cum | 10042.43
Reinforced Cement Concrete | 5.2.2 | Reinforced cement concrete work in walls (any thickness), including attached pilasters, buttresses, plinth and string courses, fillets, columns, pillars, piers, abutments, posts and struts etc. above plinth level up to floor five level, excluding cost of centering, shuttering, finishing and reinforcement | 1:1.5:3 (1 cement: 1.5 coarse sand(zone-III): 3 graded stone aggregate 20 mm nominal size) | Cum | 13100.73
Reinforced Cement Concrete | 5.3 | Reinforced cement concrete work in beams, suspended floors, roofs having slope up to 15° landings, balconies, shelves, chajjas, lintels, bands, plain window sills, staircases and spiral stair cases above plinth level up to floor five level, excluding the cost of centering, shuttering, finishing and reinforcement, with 1:1.5:3 (1 cement: 1.5 coarse sand(zone-III): 3 graded stone aggregate 20 mm nominal size) |  | Cum | 13630.96
Reinforced Cement Concrete | 5.4 | Providing and laying up to floor five level reinforced cement concrete in kerbs, steps and the like excluding the cost of centering, shuttering, finishing and reinforcement with 1:1.5:3 (1 cement: 1.5 coarse sand(zone-III): 3 graded stone aggregate 20 mm nominal size) |  | Cum | 12692.96
Reinforced Cement Concrete | 5.5 | Reinforced cement concrete work in arches, archribs, domes, vaults, shells, folded plate and roofs having slope more than 15° up to floor five level, excluding the cost of centering, shuttering, finishing and reinforcement, with 1:1.5:3 (1 cement: 1.5 coarse sand (zone-III): 3 graded stone aggregate 20 mm nominal size) |  | Cum | 14278.82
Reinforced Cement Concrete | 5.6 | Reinforced cement concrete work in chimneys, shafts, up to floor five level, excluding the cost of centering, shuttering, finishing and reinforcement with 1:1.5:3 (1 cement: 1.5 coarse sand(zone-III): 3 graded stone aggregate 20 mm nominal size) |  | Cum | 13321.19
Reinforced Cement Concrete | 5.7 | Reinforced cement concrete work in well-steining, excluding the cost of centering, shuttering, finishing and reinforcement with 1:1.5:3 (1 cement: 1.5 coarse sand(zone-III): 3 graded stone aggregate 20 mm nominal size) |  | Cum | 10745.68
Reinforced Cement Concrete | 5.8 | Reinforced cement concrete work in vertical and horizontal fins individually or forming box louvers, facias and eaves boards above plinth level up to floor five level, excluding the cost of centering, shuttering, finishing and reinforcement with 1:1½:3 (1 cement: 1½ coarse sand(zone-III): 3 graded stone aggregate 20mm nominal size) |  | Cum | 12279.15
Reinforced Cement Concrete | 5.9.1 | Centering and shuttering including strutting, propping etc. and removal of form for | Foundations, footings, bases of columns, etc. for mass concrete | Sqm | 361.26
Reinforced Cement Concrete | 5.9.2 | Centering and shuttering including strutting, propping etc. and removal of form for | Walls (any thickness) including attached pilasters, butteresses, plinth and string courses etc | Sqm | 749.83
Reinforced Cement Concrete | 5.9.3 | Centering and shuttering including strutting, propping etc. and removal of form for | Suspended floors, roofs, landings, balconies and access platform | Sqm | 871.6
Reinforced Cement Concrete | 5.9.4 | Centering and shuttering including strutting, propping etc. and removal of form for | Shelves (Cast in situ) | Sqm | 871.6
Reinforced Cement Concrete | 5.9.5 | Centering and shuttering including strutting, propping etc. and removal of form for | Lintels, beams, plinth beams, girders, bressumers and cantilevers | Sqm | 710.36
Reinforced Cement Concrete | 5.9.6 | Centering and shuttering including strutting, propping etc. and removal of form for | Columns, Pillars, Piers, Abutments, Posts and Struts | Sqm | 907.43
Reinforced Cement Concrete | 5.9.7 | Centering and shuttering including strutting, propping etc. and removal of form for | Stairs, (excluding landings) except spiral-staircases | Sqm | 1050.82
Reinforced Cement Concrete | 5.9.8 | Centering and shuttering including strutting, propping etc. and removal of form for | Spiral staircases (including landing) | Sqm | 1103.12
Reinforced Cement Concrete | 5.9.9 | Centering and shuttering including strutting, propping etc. and removal of form for | Arches, domes, vaults up to 6 m span | Sqm | 2719.86
Reinforced Cement Concrete | 5.9.10 | Centering and shuttering including strutting, propping etc. and removal of form for | Extra for arches, domes, vaults exceeding 6 m span | Sqm | 1362.55
Reinforced Cement Concrete | 5.9.11 | Centering and shuttering including strutting, propping etc. and removal of form for | Chimneys and shafts | Sqm | 749.83
Reinforced Cement Concrete | 5.9.12 | Centering and shuttering including strutting, propping etc. and removal of form for | Well steining | Sqm | 1146.9
Reinforced Cement Concrete | 5.9.13 | Centering and shuttering including strutting, propping etc. and removal of form for | Vertical and horizontal fins individually or forming box louvers band, facias and eaves boards | Sqm | 1578.52
Reinforced Cement Concrete | 5.9.15 | Centering and shuttering including strutting, propping etc. and removal of form for | Small lintels not exceeding 1.5 m clear span, moulding as in cornices, window sills, string courses, bands, copings, bed plates, anchor blocks and the like | Sqm | 361.26
Reinforced Cement Concrete | 5.9.16.1 | Centering and shuttering including strutting, propping etc. and removal of form for — Edges of slabs and breaks in floors and walls | Under 20 cm wide | Metre | 314.45
Reinforced Cement Concrete | 5.9.17 | Centering and shuttering including strutting, propping etc. and removal of form for | Cornices and mouldings | Sqm | 1472.33
Reinforced Cement Concrete | 5.9.18 | Centering and shuttering including strutting, propping etc. and removal of form for | Small surfaces such as cantilever ends, brackets and ends of steps, caps and bases to pilasters and columns and the like | Sqm | 1254.8
Reinforced Cement Concrete | 5.9.19 | Centering and shuttering including strutting, propping etc. and removal of form for | Weather shade, Chajjas, corbels etc., including edges | Sqm | 1269.38
Reinforced Cement Concrete | 5.9.20 | Centering and shuttering including strutting, propping etc. and removal of form for | Suspended floors, roofs, landings, balconies and access platform. with water proof ply 12 mm thick | Sqm | 976.06
Reinforced Cement Concrete | 5.9.21 | Centering and shuttering including strutting, propping etc. and removal of form for | Lintels, beams, plinth beams, girders, bressumers and cantilevers. with water proof ply 12 mm thick | Sqm | 826.36
Reinforced Cement Concrete | 5.10.1 | Providing and fixing tie bolt, spring coil and plastic cone in wall shuttering complete as per the direction of Engineer-in-charge | 12 mm dia. & 100 mm length | Set | 336.54
Reinforced Cement Concrete | 5.10.2 | Providing and fixing tie bolt, spring coil and plastic cone in wall shuttering complete as per the direction of Engineer-in-charge | 12 mm dia. & 150 mm length | Set | 352.11
Reinforced Cement Concrete | 5.10.3 | Providing and fixing tie bolt, spring coil and plastic cone in wall shuttering complete as per the direction of Engineer-in-charge | 20 mm dia. & 150 mm length | Set | 208.27
Reinforced Cement Concrete | 5.10.4 | Providing and fixing tie bolt, spring coil and plastic cone in wall shuttering complete as per the direction of Engineer-in-charge | 20 mm dia.& 225 mm length | Set | 223.88
Reinforced Cement Concrete | 5.11.1 | Extra for additional height in centering, shuttering where ever required with adequate bracing, propping etc., including cost of de-shuttering and decentering at all levels, over a height of 3.5 m, for every additional height of 1 metre or part thereof (Plan area to be measured) | Suspended floors, roofs, landing, beams and balconies (Plan area to be measured) | Sqm | 338.7
Reinforced Cement Concrete | 5.12 | Providing, hoisting and fixing above plinth level up to floor five level precast reinforced cement concrete work in string courses, bands, copings, bed plates, anchor blocks, plain window sills and the like, including the cost of required centering, shuttering but, excluding cost of reinforcement, with 1:1.5:3 (1 cement: 1.5 coarse sand(zone-III): 3 graded stone aggregate 20 mm nominal size) |  | Cum | 12783.2
Reinforced Cement Concrete | 5.13 | Providing, hoisting and fixing up to floor five level precast reinforced cement concrete in small lintels not exceeding 1.5m clear span up to floor five level, including the cost of required centering, shuttering but, excluding the cost of reinforcement, with 1:1.5:3 (1 cement: 1.5 coarse sand(zone-III): 3 graded stone aggregate 20 mm nominal size) |  | Cum | 17059.63
Reinforced Cement Concrete | 5.14 | Providing, hoisting and fixing above plinth level up to floor five level precast reinforced cement concrete in mouldings as in cornices, windows sills etc, including setting in cement mortar 1:3 (1 cement: 3 coarse sand) cost of required centering, shuttering but, excluding the cost of reinforcement, with 1:1.5:3 (1 cement: 1.5 coarse sand(zone-III): 3 graded stone aggregate 20 mm nominal size) |  | Cum | 19713.33
Reinforced Cement Concrete | 5.15 | Providing, hoisting and fixing above plinth level up to floor five level precast reinforced cement concrete in lintels, beams and bressumers, including setting in cement mortar 1:3 (1 cement: 3 coarse sand), cost of required centering and shuttering but, excluding the cost of reinforcement, with 1:1.5:3 (1 cement: 1.5 coarse sand(zone-III): 3 graded stone aggregate 20 mm nominal size) |  | Cum | 15986.22
Reinforced Cement Concrete | 5.16 | Providing, hoisting and fixing above plinth level up to floor five level precast reinforced cement concrete in shelves, including setting in cement mortar 1:3 (1cement: 3 coarse sand), cost of required centering, shuttering and finishing with neat cement punning on exposed surfaces but, excluding the cost of reinforcement, with 1:1.5:3 (1 cement: 1.5 coarse sand(zone-III): 3 graded stone aggregate 20 mm nominal size) |  | Cum | 24693.83
Reinforced Cement Concrete | 5.17 | Providing, hoisting and fixing above plinth level up to floor five level precast reinforced cement concrete in vertical & horizontal fins, individually or forming box louvers, setting in cement mortar 1:2 (1 cement: 2 coarse sand), including the cost of required centering, shuttering but, excluding the cost of reinforcement, with 1:1.5:3 (1 cement: 1.5 coarse sand(zone-III): 3 graded stone aggregate 20 mm nominal size) |  | Cum | 14103.38
Reinforced Cement Concrete | 5.18.1 | Providing precast cement concrete Jali 1:2:4 (1 cement: 2 coarse sand(zone-III): 4 graded stone aggregate 6mm nominal size), reinforced with 1.6 mm dia mild steel wire, including centering and shuttering, roughening cleaning, fixing and finishing in cement mortar 1:3 (1 cement: 3 fine sand) etc. complete, excluding plastering of the jambs, sills and soffits | 50 mm thick | Sqm | 2045.59
Reinforced Cement Concrete | 5.18.2 | Providing precast cement concrete Jali 1:2:4 (1 cement: 2 coarse sand(zone-III): 4 graded stone aggregate 6mm nominal size), reinforced with 1.6 mm dia mild steel wire, including centering and shuttering, roughening cleaning, fixing and finishing in cement mortar 1:3 (1 cement: 3 fine sand) etc. complete, excluding plastering of the jambs, sills and soffits | 40 mm thick | Sqm | 1855.88
Reinforced Cement Concrete | 5.18.3 | Providing precast cement concrete Jali 1:2:4 (1 cement: 2 coarse sand(zone-III): 4 graded stone aggregate 6mm nominal size), reinforced with 1.6 mm dia mild steel wire, including centering and shuttering, roughening cleaning, fixing and finishing in cement mortar 1:3 (1 cement: 3 fine sand) etc. complete, excluding plastering of the jambs, sills and soffits | 25 mm thick | Sqm | 1677.95
Reinforced Cement Concrete | 5.19 | Encasing rolled steel sections, in beams and columns, with cement concrete 1:1.5:3 (1 cement: 1.5 coarse sand(zone-III): 3 graded stone aggregate 20 mm nominal size, including centering and shuttering complete but, excluding cost of reinforcement |  | Cum | 18154.79
Reinforced Cement Concrete | 5.20 | Encasing rolled steel section in grillages with cement concrete 1:1.5:3 (1 cement: 1.5 coarse sand (zone-III): 3 graded stone aggregate 20 mm nominal size, including centering and shuttering but, excluding cost of expanded metal and hangers |  | Cum | 11912.93
Reinforced Cement Concrete | 5.21 | Extra for providing and fixing expanded metal mesh of size 20x60 mm and strands 3.25 mm wide 1.6 mm thick weighing 3.64 kg per sqm for encasing of rolled steel sections in beams, columns and grillages, excluding cost of hangers |  | Sqm | 655.09
Reinforced Cement Concrete | 5.22.1 | Steel reinforcement for R.C.C. work including straightening, cutting, bending, placing in position and binding all complete upto plinth level | Mild steel and Medium Tensile steel bars | KG | 125.94
Reinforced Cement Concrete | 5.22.2 | Steel reinforcement for R.C.C. work including straightening, cutting, bending, placing in position and binding all complete upto plinth level | Hard drawn steel wire | KG | 108.49
Reinforced Cement Concrete | 5.22.3 | Steel reinforcement for R.C.C. work including straightening, cutting, bending, placing in position and binding all complete upto plinth level | Cold twisted bars | KG | 129.01
Reinforced Cement Concrete | 5.22.4 | Steel reinforcement for R.C.C. work including straightening, cutting, bending, placing in position and binding all complete upto plinth level | Hot rolled deformed bars | KG | 129.01
Reinforced Cement Concrete | 5.22.5 | Steel reinforcement for R.C.C. work including straightening, cutting, bending, placing in position and binding all complete upto plinth level | Hard drawn steel wire fabric | KG | 109.95
Reinforced Cement Concrete | 5.22.6 | Steel reinforcement for R.C.C. work including straightening, cutting, bending, placing in position and binding all complete upto plinth level | Thermo-Mechanically Treated bars of grade Fe-500D or more | KG | 129.01
Reinforced Cement Concrete | 5.22A.1 | Steel reinforcement for R.C.C. work including straightening, cutting, bending, placing in position and binding all complete above plinth level | Mild steel and Medium Tensile steel bars | KG | 125.94
Reinforced Cement Concrete | 5.22A.2 | Steel reinforcement for R.C.C. work including straightening, cutting, bending, placing in position and binding all complete above plinth level | Hard drawn steel wire | KG | 108.49
Reinforced Cement Concrete | 5.22A.3 | Steel reinforcement for R.C.C. work including straightening, cutting, bending, placing in position and binding all complete above plinth level | Cold twisted bars | KG | 129.01
Reinforced Cement Concrete | 5.22A.4 | Steel reinforcement for R.C.C. work including straightening, cutting, bending, placing in position and binding all complete above plinth level | Hot rolled deformed bars | KG | 129.01
Reinforced Cement Concrete | 5.22A.5 | Steel reinforcement for R.C.C. work including straightening, cutting, bending, placing in position and binding all complete above plinth level | Hard drawn steel wire fabric | KG | 109.95
Reinforced Cement Concrete | 5.22A.6 | Steel reinforcement for R.C.C. work including straightening, cutting, bending, placing in position and binding all complete above plinth level | Thermo-Mechanically Treated bars of grade Fe-500D or more | KG | 129.01
Reinforced Cement Concrete | 5.22B.1 | Steel reinforcement for R.C.C. work ready to use "cut and bend" rebars of a p p r o v ed make from factory/workshop to construction site including placing in position and binding all complete upto plinth level | Thermo-Mechanically Treated bars of grade Fe-500D or more | KG | 121.6
Reinforced Cement Concrete | 5.31 | Extra for laying reinforced cement concrete in or under water and/ or liquid mud, including cost of pumping or bailing out water and removing slush etc., complete. Note For Item No. 5.31:- The quantity will be calculated by multiplying the depth measured from the subsoil water level up to the centre of gravity of the R.C.C. under subsoil water with the quantity of R.C.C. in cubic metre executed under subsoil water. The depth of centre of gravity shall be reckoned correct to 0.1 m. 0.05 m or more shall be taken as 0.1 m and less than 0.05 m ignored. No extra payment shall be made for placing reinforcement or centering & shuttering under sub - soil water conditions |  | Metre | 914.29
Reinforced Cement Concrete | 5.32 | Extra for laying reinforced cement concrete in or under foul positions |  | Cum | 387.84
Reinforced Cement Concrete | 5.33.1.1 | Providing and laying in position machine batched and machine mixed design mix M-25 grade cement concrete for reinforced cement concrete work, using cement content as per approved design mix, including pumping of concrete to site of laying but excluding the cost of centering, shuttering, finishing and reinforcement, including admixtures in recommended proportions as per IS: 9103 to accelerate, retard setting of concrete, improve workability without impairing strength and durability as per direction of Engineer-in-charge. (Note:- Cement content considered in this item is @ 330 kg/cum. Excess/ less cement used as per design mix is payable/recoverable separately) — All works upto plinth level | Concrete of M25 grade with minimum cement content of 330 kg /cum | Cum | 11135.25
Reinforced Cement Concrete | 5.33.1.2 | Providing and laying in position machine batched and machine mixed design mix M-25 grade cement concrete for reinforced cement concrete work, using cement content as per approved design mix, including pumping of concrete to site of laying but excluding the cost of centering, shuttering, finishing and reinforcement, including admixtures in recommended proportions as per IS: 9103 to accelerate, retard setting of concrete, improve workability without impairing strength and durability as per direction of Engineer-in-charge. (Note:- Cement content considered in this item is @ 330 kg/cum. Excess/ less cement used as per design mix is payable/recoverable separately) — All works upto plinth level | Concrete of M30 grade with minimum cement content of 350 kg /cum | Cum | 11476.63
Reinforced Cement Concrete | 5.33.1.3 | Providing and laying in position machine batched and machine mixed design mix M-25 grade cement concrete for reinforced cement concrete work, using cement content as per approved design mix, including pumping of concrete to site of laying but excluding the cost of centering, shuttering, finishing and reinforcement, including admixtures in recommended proportions as per IS: 9103 to accelerate, retard setting of concrete, improve workability without impairing strength and durability as per direction of Engineer-in-charge. (Note:- Cement content considered in this item is @ 330 kg/cum. Excess/ less cement used as per design mix is payable/recoverable separately) — All works upto plinth level | Concrete of M35 grade with minimum cement content of 370 kg /cum | Cum | 11817
Reinforced Cement Concrete | 5.33.1.4 | Providing and laying in position machine batched and machine mixed design mix M-25 grade cement concrete for reinforced cement concrete work, using cement content as per approved design mix, including pumping of concrete to site of laying but excluding the cost of centering, shuttering, finishing and reinforcement, including admixtures in recommended proportions as per IS: 9103 to accelerate, retard setting of concrete, improve workability without impairing strength and durability as per direction of Engineer-in-charge. (Note:- Cement content considered in this item is @ 330 kg/cum. Excess/ less cement used as per design mix is payable/recoverable separately) — All works upto plinth level | Concrete of M40 grade with minimum cement content of 390 kg/cum | Cum | 12158.38
Reinforced Cement Concrete | 5.33.1.5 | Providing and laying in position machine batched and machine mixed design mix M-25 grade cement concrete for reinforced cement concrete work, using cement content as per approved design mix, including pumping of concrete to site of laying but excluding the cost of centering, shuttering, finishing and reinforcement, including admixtures in recommended proportions as per IS: 9103 to accelerate, retard setting of concrete, improve workability without impairing strength and durability as per direction of Engineer-in-charge. (Note:- Cement content considered in this item is @ 330 kg/cum. Excess/ less cement used as per design mix is payable/recoverable separately) — All works upto plinth level | Concrete of M50 grade with minimum cement content of 410 kg/cum | Cum | 12499.76
Reinforced Cement Concrete | 5.33.2.1 | Providing and laying in position machine batched and machine mixed design mix M-25 grade cement concrete for reinforced cement concrete work, using cement content as per approved design mix, including pumping of concrete to site of laying but excluding the cost of centering, shuttering, finishing and reinforcement, including admixtures in recommended proportions as per IS: 9103 to accelerate, retard setting of concrete, improve workability without impairing strength and durability as per direction of Engineer-in-charge. (Note:- Cement content considered in this item is @ 330 kg/cum. Excess/ less cement used as per design mix is payable/recoverable separately) — All works above plinth level upto floor V level | Concrete of M25 grade with minimum cement content of 330 kg /cum | Cum | 12727.01
Reinforced Cement Concrete | 5.33.2.2 | Providing and laying in position machine batched and machine mixed design mix M-25 grade cement concrete for reinforced cement concrete work, using cement content as per approved design mix, including pumping of concrete to site of laying but excluding the cost of centering, shuttering, finishing and reinforcement, including admixtures in recommended proportions as per IS: 9103 to accelerate, retard setting of concrete, improve workability without impairing strength and durability as per direction of Engineer-in-charge. (Note:- Cement content considered in this item is @ 330 kg/cum. Excess/ less cement used as per design mix is payable/recoverable separately) — All works above plinth level upto floor V level | Concrete of M30 grade with minimum cement content of 350 kg /cum | Cum | 13067.38
Reinforced Cement Concrete | 5.33.2.3 | Providing and laying in position machine batched and machine mixed design mix M-25 grade cement concrete for reinforced cement concrete work, using cement content as per approved design mix, including pumping of concrete to site of laying but excluding the cost of centering, shuttering, finishing and reinforcement, including admixtures in recommended proportions as per IS: 9103 to accelerate, retard setting of concrete, improve workability without impairing strength and durability as per direction of Engineer-in-charge. (Note:- Cement content considered in this item is @ 330 kg/cum. Excess/ less cement used as per design mix is payable/recoverable separately) — All works above plinth level upto floor V level | Concrete of M35 grade with minimum cement content of 370 kg /cum | Cum | 13408.76
Reinforced Cement Concrete | 5.33.2.4 | Providing and laying in position machine batched and machine mixed design mix M-25 grade cement concrete for reinforced cement concrete work, using cement content as per approved design mix, including pumping of concrete to site of laying but excluding the cost of centering, shuttering, finishing and reinforcement, including admixtures in recommended proportions as per IS: 9103 to accelerate, retard setting of concrete, improve workability without impairing strength and durability as per direction of Engineer-in-charge. (Note:- Cement content considered in this item is @ 330 kg/cum. Excess/ less cement used as per design mix is payable/recoverable separately) — All works above plinth level upto floor V level | Concrete of M40 grade with minimum cement content of 390 kg /cum | Cum | 13750.14
Reinforced Cement Concrete | 5.33.2.5 | Providing and laying in position machine batched and machine mixed design mix M-25 grade cement concrete for reinforced cement concrete work, using cement content as per approved design mix, including pumping of concrete to site of laying but excluding the cost of centering, shuttering, finishing and reinforcement, including admixtures in recommended proportions as per IS: 9103 to accelerate, retard setting of concrete, improve workability without impairing strength and durability as per direction of Engineer-in-charge. (Note:- Cement content considered in this item is @ 330 kg/cum. Excess/ less cement used as per design mix is payable/recoverable separately) — All works above plinth level upto floor V level | Concrete of M50 grade with minimum cement content of 410 kg /cum | Cum | 14090.51
Reinforced Cement Concrete | 5.34.1 | Extra for providing richer mixes at all floor levels. Note:- Excess/less cement over the specified cement content used is payable / recoverable separately | Providing M-30 grade concrete instead of M-25 grade BMC/ RMC. (Note:- Cement content considered in M-30 is @ 340 kg/cum) | Cum | 170.69
Reinforced Cement Concrete | 5.34.2 | Extra for providing richer mixes at all floor levels. Note:- Excess/less cement over the specified cement content used is payable / recoverable separately | Providing M-35 grade concrete instead of M-25 grade BMC/ RMC. (Note: Cement content considered in M-35 is @ 350 kg/ cum) | Cum | 341.38
Reinforced Cement Concrete | 5.34.3 | Extra for providing richer mixes at all floor levels. Note:- Excess/less cement over the specified cement content used is payable / recoverable separately | Providing M-40 grade concrete instead of M-25 grade BMC/ RMC.(Note: Cement content considered in M-40 is @ 360 kg/ cum) | Cum | 512.07
Reinforced Cement Concrete | 5.35 | Add for using extra cement in the items of design mix over and above the specified cement content therein |  | Quintal | 1650.34
Reinforced Cement Concrete | 5.36 | Providing and placing in position precast reinforced cement concrete waffle units, square or rectangular, as per design and shape for floors and roofs in 1:1½:3 (1 Cement: 1½ coarse sand (zone-III): 3 graded stone aggregate 10 mm nominal size), including flush or deep ruled pointing at joints in Cement mortar 1:2 (1 Cement: 2 Fine sand), making necessary holes of required sizes for carrying through service lines etc., providing steel hooks for lifting etc, form work in precasting, handling, hoisting, centering and erection complete for all floor levels but, excluding the cost of reinforcement |  | Cum | 33670.34
Reinforced Cement Concrete | 5.37.1 | Providing and laying in position ready mixed M-25 grade concrete for reinforced cement concrete work, using cement content as per approved design mix, manufactured in fully automatic batching plant and transported to site of work in transit mixer for all leads, having continuous agitated mixer, manufactured as per mix design of specified grade for reinforced cement concrete work, including pumping of R.M.C. from transit mixer to site of laying, excluding the cost of centering, shuttering finishing and reinforcement, including cost of admixtures in recommended proportions as per IS: 9103 to accelerate/ retard setting of concrete, improve workability without impairing strength and durability as per direction of the Engineer-in-charge. (Note:- Cement content considered in this item is @ 330 kg/cum.Excess/less cement used as per design mix is payable/recoverable separately) | All works upto plinth level | Cum | 11647.32
Reinforced Cement Concrete | 5.37.2 | Providing and laying in position ready mixed M-25 grade concrete for reinforced cement concrete work, using cement content as per approved design mix, manufactured in fully automatic batching plant and transported to site of work in transit mixer for all leads, having continuous agitated mixer, manufactured as per mix design of specified grade for reinforced cement concrete work, including pumping of R.M.C. from transit mixer to site of laying, excluding the cost of centering, shuttering finishing and reinforcement, including cost of admixtures in recommended proportions as per IS: 9103 to accelerate/ retard setting of concrete, improve workability without impairing strength and durability as per direction of the Engineer-in-charge. (Note:- Cement content considered in this item is @ 330 kg/cum.Excess/less cement used as per design mix is payable/recoverable separately) | All works above plinth level upto floor V level | Cum | 13239.08
Reinforced Cement Concrete | 5.38 | Extra for R.C.C./ B.M.C/ R.M.C. work above floor V level for each four floors or part thereof |  | Cum | 363.6
Reinforced Cement Concrete | 5.41.1 | Supplying and applying pre tested and approved water based concrete curing compound to concrete/ masonry surface, all as per manufacturer’s specification and direction of Engineer-in-charge | Non pigmented wet curing compound | Sqm | 68.48
Reinforced Cement Concrete | 5.42.1 | Providing and fixing parallel threaded couplers conforming to IS code on “Reinforcement Couplers for Mechanical Splices of Bars for Concrete Reinforcement - Specification”, to reinforcement bars including threading, enlargement at connection by forging, protecting the prepared reinforcement bars and related operations as required to complete the works per direction of Engineer- in-Charge | Coupler for 16 mm diaMetre reinforcement bar | Each | 141.4
Reinforced Cement Concrete | 5.42.2 | Providing and fixing parallel threaded couplers conforming to IS code on “Reinforcement Couplers for Mechanical Splices of Bars for Concrete Reinforcement - Specification”, to reinforcement bars including threading, enlargement at connection by forging, protecting the prepared reinforcement bars and related operations as required to complete the works per direction of Engineer- in-Charge | Coupler for 20 mm diaMetre reinforcement bar | Each | 195.94
Reinforced Cement Concrete | 5.42.4 | Providing and fixing parallel threaded couplers conforming to IS code on “Reinforcement Couplers for Mechanical Splices of Bars for Concrete Reinforcement - Specification”, to reinforcement bars including threading, enlargement at connection by forging, protecting the prepared reinforcement bars and related operations as required to complete the works per direction of Engineer- in-Charge | Coupler for 28 mm diaMetre reinforcement bar | Each | 323.2
Reinforced Cement Concrete | 5.42.5 | Providing and fixing parallel threaded couplers conforming to IS code on “Reinforcement Couplers for Mechanical Splices of Bars for Concrete Reinforcement - Specification”, to reinforcement bars including threading, enlargement at connection by forging, protecting the prepared reinforcement bars and related operations as required to complete the works per direction of Engineer- in-Charge | Coupler for 32 mm diaMetre reinforcement bar | Each | 385.82
Reinforced Cement Concrete | 5.43.1 | Providing and fixing in position Stainless steel Grade 304 plate-1.0 mm thick as per design for expansion joints | 200 mm wide | Metre | 944.35
Reinforced Cement Concrete | 5.43.2 | Providing and fixing in position Stainless steel Grade 304 plate-1.0 mm thick as per design for expansion joints | 300 mm wide | Metre | 1338.25
Reinforced Cement Concrete | 5.44.1 | Providing and fixing of expansion joint system related with floor location as per drawings and direction of Engineer-In-Charge. The joints system will be of extruded aluminum base members, self aligning / self centering arrangement and support plates etc. as per ASTM B221-02. The system shall be such that it provides floor to floor /floor to wall expansion control system for various vertical localtion in load application areas that accommodates multi directional seismic movement without stress to it's components. System shall consist of metal profiles with a universal aluminum base member designed to accommodate various project conditions and finish floor treatments. The cover plate shall be designed of width and thickness required to satisfy projects movement and loading requirements and secured to base members by utilizing manufacturer’s pre-engineered self- centering arrangement that freely rotates / moves in all directions. The Self - centering arrangement shall exhibit circular sphere ends that lock and slide inside the corresponding aluminum extrusion cavity to allow freedom of movement and flexure in all directions including vertical displacement. Provision of Moisture Barrier Membrane in the Joint System to have watertight joint is mandatory requirement all as per the manufactures design and as approved by Engineer -in-Charge. (Material shall confirm to ASTM 6063) | Floor Joint of 100 mm gap | Metre | 9005.16
Reinforced Cement Concrete | 5.44.2 | Providing and fixing of expansion joint system related with floor location as per drawings and direction of Engineer-In-Charge. The joints system will be of extruded aluminum base members, self aligning / self centering arrangement and support plates etc. as per ASTM B221-02. The system shall be such that it provides floor to floor /floor to wall expansion control system for various vertical localtion in load application areas that accommodates multi directional seismic movement without stress to it's components. System shall consist of metal profiles with a universal aluminum base member designed to accommodate various project conditions and finish floor treatments. The cover plate shall be designed of width and thickness required to satisfy projects movement and loading requirements and secured to base members by utilizing manufacturer’s pre-engineered self- centering arrangement that freely rotates / moves in all directions. The Self - centering arrangement shall exhibit circular sphere ends that lock and slide inside the corresponding aluminum extrusion cavity to allow freedom of movement and flexure in all directions including vertical displacement. Provision of Moisture Barrier Membrane in the Joint System to have watertight joint is mandatory requirement all as per the manufactures design and as approved by Engineer -in-Charge. (Material shall confirm to ASTM 6063) | Floor Joint of 150 mm gap | Metre | 10702.97
Reinforced Cement Concrete | 5.44.3 | Providing and fixing of expansion joint system related with floor location as per drawings and direction of Engineer-In-Charge. The joints system will be of extruded aluminum base members, self aligning / self centering arrangement and support plates etc. as per ASTM B221-02. The system shall be such that it provides floor to floor /floor to wall expansion control system for various vertical localtion in load application areas that accommodates multi directional seismic movement without stress to it's components. System shall consist of metal profiles with a universal aluminum base member designed to accommodate various project conditions and finish floor treatments. The cover plate shall be designed of width and thickness required to satisfy projects movement and loading requirements and secured to base members by utilizing manufacturer’s pre-engineered self- centering arrangement that freely rotates / moves in all directions. The Self - centering arrangement shall exhibit circular sphere ends that lock and slide inside the corresponding aluminum extrusion cavity to allow freedom of movement and flexure in all directions including vertical displacement. Provision of Moisture Barrier Membrane in the Joint System to have watertight joint is mandatory requirement all as per the manufactures design and as approved by Engineer -in-Charge. (Material shall confirm to ASTM 6063) | Floor Joint of 200 mm gap | Metre | 13246.15
Reinforced Cement Concrete | 5.45.1 | Providing and fixing of expansion joint system related with wall joint (internal/ external) location as per drawings and direction of Engineer-In- Charge. The joints shall be of extruded aluminum base members, self aligning / centering arrangement and support plates as per ASTM B221- 02. The material shall be such that it provides an Expansion Joints System suitable for vertical wall to wall/ wall to corner application, both new and existing construction in office Buildings & complexes with no slipping down tendency amongst the components of the Joint System. The Joint System shall utilize light weight aluminum profiles exhibiting minimal exposed aluminum surfaces mechanically snap locking the multicellular to facilitate movement. (Material shall confirm to ASTM 6063) | Wall Joint of 100 mm gap | Metre | 7965.87
Reinforced Cement Concrete | 5.45.2 | Providing and fixing of expansion joint system related with wall joint (internal/ external) location as per drawings and direction of Engineer-In- Charge. The joints shall be of extruded aluminum base members, self aligning / centering arrangement and support plates as per ASTM B221- 02. The material shall be such that it provides an Expansion Joints System suitable for vertical wall to wall/ wall to corner application, both new and existing construction in office Buildings & complexes with no slipping down tendency amongst the components of the Joint System. The Joint System shall utilize light weight aluminum profiles exhibiting minimal exposed aluminum surfaces mechanically snap locking the multicellular to facilitate movement. (Material shall confirm to ASTM 6063) | Wall Joint of 150 mm gap | Metre | 8824.37
Reinforced Cement Concrete | 5.45.3 | Providing and fixing of expansion joint system related with wall joint (internal/ external) location as per drawings and direction of Engineer-In- Charge. The joints shall be of extruded aluminum base members, self aligning / centering arrangement and support plates as per ASTM B221- 02. The material shall be such that it provides an Expansion Joints System suitable for vertical wall to wall/ wall to corner application, both new and existing construction in office Buildings & complexes with no slipping down tendency amongst the components of the Joint System. The Joint System shall utilize light weight aluminum profiles exhibiting minimal exposed aluminum surfaces mechanically snap locking the multicellular to facilitate movement. (Material shall confirm to ASTM 6063) | Wall Joint of 200 mm gap | Metre | 9979.81
Reinforced Cement Concrete | 5.46.1 | Providing and fixing of expansion joint system of approved make and manufactures for various roof locations as per approved drawings and direction of Engineer-In-Charge. The joints shall be of extruded aluminum base members with, self aligning and self centering arragement support plates asper ASTM B221-02. The system shall be such that it provides watertight roof to roof/roof to corner joint cover expansion control system that is capable of accommodating multidirectional seismic movement without stress to its components. System shall consist of metal profile that incorporates a universal aluminum base member designed to accommodate various project conditions and roof treatments. The cover plate shall be designed of width and thickness required to satisfy movement and loading requirements and secured to base members by utilizing manufacturer’s pre- engineered self- centering arrangement that freely rotates / moves in all directions. The Self centering arrangement shall exhibit circular sphere ends that lock and slide inside the corresponding aluminum extrusion cavity to allow freedom of movement and flexure in all directions including vertical displacement. The Joint System shall resists damage or deterioration from the impact of falling ice, exposure to UV, airborne contaminants and occasional foot traffic from maintenance personnel. Provision of Moisture Barrier Membrane in the Joint System to have water tight joint is mandatory requirement. (Material shall confirm to ASTM 6063) | Roof Joint of 100 mm gap | Metre | 8666.81
Reinforced Cement Concrete | 5.46.2 | Providing and fixing of expansion joint system of approved make and manufactures for various roof locations as per approved drawings and direction of Engineer-In-Charge. The joints shall be of extruded aluminum base members with, self aligning and self centering arragement support plates asper ASTM B221-02. The system shall be such that it provides watertight roof to roof/roof to corner joint cover expansion control system that is capable of accommodating multidirectional seismic movement without stress to its components. System shall consist of metal profile that incorporates a universal aluminum base member designed to accommodate various project conditions and roof treatments. The cover plate shall be designed of width and thickness required to satisfy movement and loading requirements and secured to base members by utilizing manufacturer’s pre- engineered self- centering arrangement that freely rotates / moves in all directions. The Self centering arrangement shall exhibit circular sphere ends that lock and slide inside the corresponding aluminum extrusion cavity to allow freedom of movement and flexure in all directions including vertical displacement. The Joint System shall resists damage or deterioration from the impact of falling ice, exposure to UV, airborne contaminants and occasional foot traffic from maintenance personnel. Provision of Moisture Barrier Membrane in the Joint System to have water tight joint is mandatory requirement. (Material shall confirm to ASTM 6063) | Roof Joint of 150 mm gap | Metre | 9348.56
Reinforced Cement Concrete | 5.46.3 | Providing and fixing of expansion joint system of approved make and manufactures for various roof locations as per approved drawings and direction of Engineer-In-Charge. The joints shall be of extruded aluminum base members with, self aligning and self centering arragement support plates asper ASTM B221-02. The system shall be such that it provides watertight roof to roof/roof to corner joint cover expansion control system that is capable of accommodating multidirectional seismic movement without stress to its components. System shall consist of metal profile that incorporates a universal aluminum base member designed to accommodate various project conditions and roof treatments. The cover plate shall be designed of width and thickness required to satisfy movement and loading requirements and secured to base members by utilizing manufacturer’s pre- engineered self- centering arrangement that freely rotates / moves in all directions. The Self centering arrangement shall exhibit circular sphere ends that lock and slide inside the corresponding aluminum extrusion cavity to allow freedom of movement and flexure in all directions including vertical displacement. The Joint System shall resists damage or deterioration from the impact of falling ice, exposure to UV, airborne contaminants and occasional foot traffic from maintenance personnel. Provision of Moisture Barrier Membrane in the Joint System to have water tight joint is mandatory requirement. (Material shall confirm to ASTM 6063) | Roof Joint of 200 mm gap | Metre | 10875.68
Reinforced Cement Concrete | 5.47.1 | Providing and fixing in position factory made precast RCC M-40 fixing with hold fast embedded in 1:3:6 concrete block for doors and windows frames having excellent smooth finish as per IS: 6523 with reinforcement of 3 Nos, 6 mm dia main bars tied with 3 mm M.S stirrups placed @ 200 mm C/C and 6 numbers high strength polymer blocks of required size for fixing hinges including providing 6 no specially designed M.S. galvanised sleeves for accomodating 6 mm dia fully threaded bolts for fixing hold fast on vertical members, providing suitable arrangement for recieving sliding door bolts and tower bolt etc. all complete, as per the direction of Engineer-in-charge. The frame shall be measured in running metre correct to two places of decimal | Door frame 125 mmx 60 mm | Metre | 993.45
Reinforced Cement Concrete | 5.47.2 | Providing and fixing in position factory made precast RCC M-40 fixing with hold fast embedded in 1:3:6 concrete block for doors and windows frames having excellent smooth finish as per IS: 6523 with reinforcement of 3 Nos, 6 mm dia main bars tied with 3 mm M.S stirrups placed @ 200 mm C/C and 6 numbers high strength polymer blocks of required size for fixing hinges including providing 6 no specially designed M.S. galvanised sleeves for accomodating 6 mm dia fully threaded bolts for fixing hold fast on vertical members, providing suitable arrangement for recieving sliding door bolts and tower bolt etc. all complete, as per the direction of Engineer-in-charge. The frame shall be measured in running metre correct to two places of decimal | Door frame 100 mmx 60 mm | Metre | 828.13
Reinforced Cement Concrete | 5.47.3 | Providing and fixing in position factory made precast RCC M-40 fixing with hold fast embedded in 1:3:6 concrete block for doors and windows frames having excellent smooth finish as per IS: 6523 with reinforcement of 3 Nos, 6 mm dia main bars tied with 3 mm M.S stirrups placed @ 200 mm C/C and 6 numbers high strength polymer blocks of required size for fixing hinges including providing 6 no specially designed M.S. galvanised sleeves for accomodating 6 mm dia fully threaded bolts for fixing hold fast on vertical members, providing suitable arrangement for recieving sliding door bolts and tower bolt etc. all complete, as per the direction of Engineer-in-charge. The frame shall be measured in running metre correct to two places of decimal | Door frame 85 mmx60 mm | Metre | 786.12
Reinforced Cement Concrete | 5.48.1 | Providing and laying Reinforced cement concrete for construction of piers, abutments, portal frames, pier caps and bearing pedestals and seismic arresters over pier/ abutment caps at all locations with specified grade using Ordinary Portland Cement (conforming to strength requirement of IS:8112) including the cost of steel centering and shuttering etc. complete, including testing of materials etc. for casting pier & pier cap in one/two stage, necessary tools, plants, machinery and all related operations as required to complete the work as per drawings and Specifications with all leads, lifts and depths true to level and position but excluding the cost of providing reinforcement. Reinforcement shall be measured and paid separately. Note:- Cement content considered in this item is 480 Kg./ Cum. Excess/ less cement used as per design mix is payable/ recoverable separately | Reinforced Cement Concrete -M-50 | Cum | 12384.15
Reinforced Cement Concrete | 5.48.2 | Providing and laying Reinforced cement concrete for construction of piers, abutments, portal frames, pier caps and bearing pedestals and seismic arresters over pier/ abutment caps at all locations with specified grade using Ordinary Portland Cement (conforming to strength requirement of IS:8112) including the cost of steel centering and shuttering etc. complete, including testing of materials etc. for casting pier & pier cap in one/two stage, necessary tools, plants, machinery and all related operations as required to complete the work as per drawings and Specifications with all leads, lifts and depths true to level and position but excluding the cost of providing reinforcement. Reinforcement shall be measured and paid separately. Note:- Cement content considered in this item is 480 Kg./ Cum. Excess/ less cement used as per design mix is payable/ recoverable separately | Reinforced Cement Concrete -M-60 | Cum | 13726.54
Reinforced Cement Concrete | 5.48.3 | Providing and laying Reinforced cement concrete for construction of piers, abutments, portal frames, pier caps and bearing pedestals and seismic arresters over pier/ abutment caps at all locations with specified grade using Ordinary Portland Cement (conforming to strength requirement of IS:8112) including the cost of steel centering and shuttering etc. complete, including testing of materials etc. for casting pier & pier cap in one/two stage, necessary tools, plants, machinery and all related operations as required to complete the work as per drawings and Specifications with all leads, lifts and depths true to level and position but excluding the cost of providing reinforcement. Reinforcement shall be measured and paid separately. Note:- Cement content considered in this item is 480 Kg./ Cum. Excess/ less cement used as per design mix is payable/ recoverable separately | Extra for using M-50/ M-60 Grade Self-compacting Cement Concrete | Cum | 1011.01
Reinforced Cement Concrete | 5.48.3X | Providing and laying Reinforced cement concrete for construction of piers, abutments, portal frames, pier caps and bearing pedestals and seismic arresters over pier/ abutment caps at all locations with specified grade using Ordinary Portland Cement (conforming to strength requirement of IS:8112) including the cost of steel centering and shuttering etc. complete, including testing of materials etc. for casting pier & pier cap in one/two stage, necessary tools, plants, machinery and all related operations as required to complete the work as per drawings and Specifications with all leads, lifts and depths true to level and position but excluding the cost of providing reinforcement. Reinforcement shall be measured and paid separately. Note:- Cement content considered in this item is 480 Kg./ Cum. Excess/ less cement used as per design mix is payable/ recoverable separately | M 60 grade Self-compacting Reinforced Cement Concrete | Cum | 14437.12
Reinforced Cement Concrete | 5.48X | Annexure for item 5.48.1, Providing M50 grade Reinforced Cement Concrete data for 120.00 cum |  | Cum | 929366.5
Reinforced Cement Concrete | 5.48Y | Annexure for items 5.48.2 for using M 60 grade Self Compacting Reinforced cement concrete data for 120.00 cum |  | Cum | 1030106.2
Reinforced Cement Concrete | 5.48Z | Annexure for items 5.48.3. Extra for using M 60 grade Self Compacting Reinforced cement concrete data for 120.00 cum |  | Cum | 1083431.4
Masonary Work | 6.1.1 | Onsite Test for Water Leakage for a pressure range 50 kpa to 240 kpa (35psi) upto 2000 ml — Brick work with common burnt clay F.P.S. (non modular) bricks of class designation 7.5 in foundation and plinth in | Cement mortar 1:4 (1 cement: 4 coarse sand) | Cum | 10116.63
Masonary Work | 6.1.2 | Onsite Test for Water Leakage for a pressure range 50 kpa to 240 kpa (35psi) upto 2000 ml — Brick work with common burnt clay F.P.S. (non modular) bricks of class designation 7.5 in foundation and plinth in | Cement mortar 1:6 (1 cement: 6 coarse sand) | Cum | 9580.64
Masonary Work | 6.2.1 | Onsite Test for Water Leakage for a pressure range 50 kpa to 240 kpa (35psi) upto 2000 ml — Brick work with common burnt clay modular bricks of class designation 7.5 in foundation and plinth in | Cement mortar 1:4 (1 cement: 4 coarse sand) | Cum | 7605.23
Masonary Work | 6.2.2 | Onsite Test for Water Leakage for a pressure range 50 kpa to 240 kpa (35psi) upto 2000 ml — Brick work with common burnt clay modular bricks of class designation 7.5 in foundation and plinth in | Cement Mortar 1:6 (1 cement: 6 coarse sand) | Cum | 7132.22
Masonary Work | 6.4.1 | Onsite Test for Water Leakage for a pressure range 50 kpa to 240 kpa (35psi) upto 2000 ml — Brick work with common burnt clay F.P.S. (non modular) bricks of class designation 7.5 in superstructure above plinth level up to floor V level in all shapes and sizes in | Cement mortar 1:4 (1 cement: 4 coarse sand) | Cum | 11791.21
Masonary Work | 6.4.2 | Onsite Test for Water Leakage for a pressure range 50 kpa to 240 kpa (35psi) upto 2000 ml — Brick work with common burnt clay F.P.S. (non modular) bricks of class designation 7.5 in superstructure above plinth level up to floor V level in all shapes and sizes in | Cement mortar 1:6 (1 cement: 6 coarse sand) | Cum | 11254.21
Masonary Work | 6.5 | Onsite Test for Water Leakage for a pressure range 50 kpa to 240 kpa (35psi) upto 2000 ml | Extra for brick work / AAC block masonry / Tile brick masonry in superstructure above floor V level, for each four floors or part thereof by mechanical means | Cum | 299.57
Masonary Work | 6.6 | Onsite Test for Water Leakage for a pressure range 50 kpa to 240 kpa (35psi) upto 2000 ml | Extra for forming cavity 5 cm to 11.5 cm wide in cavity walls with necessary weep and vent holes including use of cores and cost of providing and fixing bitumastic coated M.S. ties 300 mm long of 25x3 mm section at not less than 3 ties per sqm as per approved design | Sqm | 237.96
Masonary Work | 6.7 | Onsite Test for Water Leakage for a pressure range 50 kpa to 240 kpa (35psi) upto 2000 ml | Providing half brick masonry with common burnt clay F.P.S. (non modular) bricks of class designation 7.5 in cement mortar 1:3 (1 Cement: 3 coarse sand) in superstructure for closing cavity 5 to 7.5 cm wide in cavity wall complete with 10cm / 11.4 cm wide bitumen felt type 3 grade 1 | Metre | 389.26
Masonary Work | 6.8 | Onsite Test for Water Leakage for a pressure range 50 kpa to 240 kpa (35psi) upto 2000 ml | Brick work 7 cm thick with common burnt clay F.P.S. (non modular) brick of class designation 7.5 in cement mortar 1:3 (1 cement: 3 coarse sand) in superstructure above plinth level and upto floor five level | Sqm | 1102.24
Masonary Work | 6.9 | Onsite Test for Water Leakage for a pressure range 50 kpa to 240 kpa (35psi) upto 2000 ml | Brick work in plain arches in superstructure above plinth level and upto floor five level including centering and shuttering complete for span up to 6 metres with common burnt clay F.P.S. (non modular) bricks of class designation 7.5 in cement mortar 1:3 (1 cement: 3 coarse sand) | Cum | 18993.62
Masonary Work | 6.10 | Onsite Test for Water Leakage for a pressure range 50 kpa to 240 kpa (35psi) upto 2000 ml | Brick work in gauged arches in superstructure above plinth level and upto floor five level in cement mortar 1:3 (1 cement: 3 coarse sand) including centering and shuttering complete, for span up to 6 Metres with common burnt clay F.P.S. (non modular) bricks of class designation 7.5 | Cum | 22764.96
Masonary Work | 6.11 | Onsite Test for Water Leakage for a pressure range 50 kpa to 240 kpa (35psi) upto 2000 ml | Extra for additional cost of centering for arches exceeding 6m span including all shuttering, bolting, wedging and removal (Area of the soffit to be measured) | Sqm | 1280.74
Masonary Work | 6.12.1 | Onsite Test for Water Leakage for a pressure range 50 kpa to 240 kpa (35psi) upto 2000 ml — Half brick masonry with common burnt clay F.P.S. (non modular) bricks of class designation 7.5 in foundations and plinth in | Cement mortar 1:3 (1 cement: 3 coarse sand) | Sqm | 1269.68
Masonary Work | 6.12.2 | Onsite Test for Water Leakage for a pressure range 50 kpa to 240 kpa (35psi) upto 2000 ml — Half brick masonry with common burnt clay F.P.S. (non modular) bricks of class designation 7.5 in foundations and plinth in | Cement mortar 1:4 (1 cement: 4 coarse sand) | Sqm | 1209.68
Masonary Work | 6.13.1 | Onsite Test for Water Leakage for a pressure range 50 kpa to 240 kpa (35psi) upto 2000 ml — Half brick masonry with common burnt clay F.P.S. (non modular) bricks of class designation 7.5 in superstructure above plinth level up to floor V level | Cement mortar 1:3 (1 cement:3 coarse sand) | Sqm | 1453.3
Masonary Work | 6.13.2 | Onsite Test for Water Leakage for a pressure range 50 kpa to 240 kpa (35psi) upto 2000 ml — Half brick masonry with common burnt clay F.P.S. (non modular) bricks of class designation 7.5 in superstructure above plinth level up to floor V level | Cement mortar 1:4 (1 cement:4 coarse sand) | Sqm | 1393.19
Masonary Work | 6.14 | Onsite Test for Water Leakage for a pressure range 50 kpa to 240 kpa (35psi) upto 2000 ml | Extra for half brick masonry in superstructure, above floor V level for every four floors or part thereof by mechanical means | Sqm | 26.54
Masonary Work | 6.15 | Onsite Test for Water Leakage for a pressure range 50 kpa to 240 kpa (35psi) upto 2000 ml | Extra for providing and placing in position 2 Nos 6mm dia. M.S. bars at every third course of half brick masonry | Sqm | 128.27
Masonary Work | 6.16.1 | Onsite Test for Water Leakage for a pressure range 50 kpa to 240 kpa (35psi) upto 2000 ml — Tile brick masonry with common burnt clay F.P.S. (non modular) tile bricks of class designation 10 in foundation and plinth in | Cement mortar 1:4 (1 cement: 4 coarse sand) | Cum | 18367
Masonary Work | 6.16.2 | Onsite Test for Water Leakage for a pressure range 50 kpa to 240 kpa (35psi) upto 2000 ml — Tile brick masonry with common burnt clay F.P.S. (non modular) tile bricks of class designation 10 in foundation and plinth in | Cement mortar 1:6 (1 cement: 6 coarse sand) | Cum | 18548.65
Masonary Work | 6.17 | Onsite Test for Water Leakage for a pressure range 50 kpa to 240 kpa (35psi) upto 2000 ml | Tile brick masonry with common burnt clay machine moulded tile bricks of class designation 12.5 conforming to IS: 2690 (Part I) in foundation and plinth in cement mortar 1:6 (1 cement: 6 coarse sand) | Cum | 10856.13
Masonary Work | 6.18 | Onsite Test for Water Leakage for a pressure range 50 kpa to 240 kpa (35psi) upto 2000 ml | Tile brick masonry with common burnt clay F.P.S. (non modular) tile bricks of class designation 10 in superstructure above plinth level up to floor V level in cement mortar 1:6 (1 cement: 6 coarse sand) | Cum | 19300.74
Masonary Work | 6.20 | Onsite Test for Water Leakage for a pressure range 50 kpa to 240 kpa (35psi) upto 2000 ml | Tile brick masonry with common burnt clay F.P.S. (non modular) tile bricks of class designation 10 in plain arch work in superstructure above plinth and upto floor five level in cement mortar 1:4 (1 cement: 4 coarse sand) including centering and shuttering complete | Cum | 26737.39
Masonary Work | 6.21 | Onsite Test for Water Leakage for a pressure range 50 kpa to 240 kpa (35psi) upto 2000 ml | Tile brick masonry with common burnt clay F.P.S. (non modular) tile bricks of class designation 10 in gauged arch work in superstructure above plinth and upto floor five level in cement mortar 1:4 (1 cement: 4 coarse sand) including centering and shuttering complete | Cum | 30463.28
Masonary Work | 6.22 | Onsite Test for Water Leakage for a pressure range 50 kpa to 240 kpa (35psi) upto 2000 ml | Tile brick masonry work 5 cm thick with common burnt clay F.P.S. (non modular) tile bricks of class designation 10 in cement mortar 1:3 (1 cement: 3 coarse sand) in superstructure above plinth and upto floor five level | Sqm | 1261.94
Masonary Work | 6.23 | Onsite Test for Water Leakage for a pressure range 50 kpa to 240 kpa (35psi) upto 2000 ml | Honey-comb brick work 10 / 11.4 cm thick with common burnt clay bricks of class designation 7.5 in super structure above plinth level upto floor V level with cement mortar 1:4 (1 cement: 4 coarse sand) | Sqm | 894.81
Masonary Work | 6.24 | Onsite Test for Water Leakage for a pressure range 50 kpa to 240 kpa (35psi) upto 2000 ml | Extra for laying brick work in or under water and/or liquid mud including cost of pumping or bailing out water and removing slush etc. complete. NOTE:- The quantity will be calculated by multiplying the depth measured from sub - soil water level up to the centre of gravity of brick work under sub - soil water with the quantity of brick work in cum. executed under the sub - soil water. The depth of centre of gravity shall be reckoned correct to 0.1 m, 0.05 m or more shall be taken as 0.1 m and less than 0.05 m ignored | Metre | 914.29
Masonary Work | 6.25 | Onsite Test for Water Leakage for a pressure range 50 kpa to 240 kpa (35psi) upto 2000 ml | Extra for laying brick work in or under foul position | Cum | 387.84
Masonary Work | 6.26.1 | Onsite Test for Water Leakage for a pressure range 50 kpa to 240 kpa (35psi) upto 2000 ml — Brick work with common burnt clay selected F.P.S. (non modular) bricks of class designation 7.5 in exposed brick work including making horizontal and vertical grooves 10 mm wide 12 mm deep complete in cement mortar 1:6 (1 cement: 6 coarse sand) | From ground level upto plinth level | Cum | 9778.6
Masonary Work | 6.27.1 | Onsite Test for Water Leakage for a pressure range 50 kpa to 240 kpa (35psi) upto 2000 ml — Brick work with common burnt clay modular bricks of class designation 7.5 in exposed brick work including making horizontal and vertical grooves 10mm wide 12 mm deep complete in cement mortar 1:6 (1 cement: 6 coarse sand) | From ground level upto plinth level | Cum | 7185.75
Masonary Work | 6.28.1 | Onsite Test for Water Leakage for a pressure range 50 kpa to 240 kpa (35psi) upto 2000 ml — Brick work with common burnt clay machine moulded modular bricks of class designation 12.5 in exposed brick work including making horizontal and vertical grooves 10 mm wide 12 mm deep complete in cement mortar 1:6 (1 cement: 6 coarse sand) | From ground level upto plinth level | Cum | 9561.27
Masonary Work | 6.29.1 | Onsite Test for Water Leakage for a pressure range 50 kpa to 240 kpa (35psi) upto 2000 ml — Brick work with common burnt clay machine moulded F.P.S. (non modular) bricks of class designation 12.5 in exposed brick work including making horizontal and vertical grooves 10 mm wide 12 mm deep complete in cement mortar 1:6 (1 cement: 6 coarse sand) | From ground level upto plinth level | Cum | 7196.03
Masonary Work | 6.30.1 | Onsite Test for Water Leakage for a pressure range 50 kpa to 240 kpa (35psi) upto 2000 ml — Brick work with common burnt clay machine moulded perforated F.P.S. (non modular) bricks of class designation 12.5 conforming IS: 2222 in exposed brick work including making horizontal and vertical grooves 10mm wide 12 mm deep complete in cement mortar 1:6 (1 cement: 6 coarse sand) | From ground level upto plinth level | Cum | 6837.48
Masonary Work | 6.31.1 | Onsite Test for Water Leakage for a pressure range 50 kpa to 240 kpa (35psi) upto 2000 ml — Brick work with common burnt clay machine moulded perforated modular bricks of class designation 12.5 conforming to IS: 2222 in exposed brick work including making horizontal and vertical grooves 10 mm wide 12mm deep complete in cement mortar 1:6 (1 cement: 6 coarse sand) | From ground level upto plinth level | Cum | 6629.24
Masonary Work | 6.32.1 | Onsite Test for Water Leakage for a pressure range 50 kpa to 240 kpa (35psi) upto 2000 ml — Brick work with clay flyash F.P.S. (non modular) brick of class designation 7.5 in superstructure above plinth level up to floor five level in | Cement mortar 1:4 (1 cement: 4 coarse sand) | Cum | 12143.7
Masonary Work | 6.32.2 | Onsite Test for Water Leakage for a pressure range 50 kpa to 240 kpa (35psi) upto 2000 ml — Brick work with clay flyash F.P.S. (non modular) brick of class designation 7.5 in superstructure above plinth level up to floor five level in | Cement mortar 1:6 (1 cement: 6 coarse sand) | Cum | 11607.71
Masonary Work | 6.34.1 | Onsite Test for Water Leakage for a pressure range 50 kpa to 240 kpa (35psi) upto 2000 ml — Brick work with non modular fly ash bricks conforming to IS:12894, class designation 10 average compressive strength in super structure above plinth level up to floor V level in | Cement mortar 1:4 (1 cement: 4 coarse sand) | Cum | 5821.57
Masonary Work | 6.34.2 | Onsite Test for Water Leakage for a pressure range 50 kpa to 240 kpa (35psi) upto 2000 ml — Brick work with non modular fly ash bricks conforming to IS:12894, class designation 10 average compressive strength in super structure above plinth level up to floor V level in | Cement mortar 1:6 (1 cement: 6 Coarse sand) | Cum | 5349.57
Masonary Work | 6.35.1 | Onsite Test for Water Leakage for a pressure range 50 kpa to 240 kpa (35psi) upto 2000 ml — Brick work with modular calcium silicate bricks machine moulded conforming to IS:4139, class designation 10 average compressive strength in super structure above plinth level up to floor V level in | Cement mortar 1:4 (1 cement: 4 coarse sand) | Cum | 9583.82
Masonary Work | 6.35.2 | Onsite Test for Water Leakage for a pressure range 50 kpa to 240 kpa (35psi) upto 2000 ml — Brick work with modular calcium silicate bricks machine moulded conforming to IS:4139, class designation 10 average compressive strength in super structure above plinth level up to floor V level in | Cement mortar 1:6 (1 cement: 6 Coarse sand) | Cum | 9111.82
Masonary Work | 6.36.1 | Onsite Test for Water Leakage for a pressure range 50 kpa to 240 kpa (35psi) upto 2000 ml — Brick work with modular extruded brunt fly ash clay sewer bricks (Conforming to IS: 4885) in cement mortar 1:4 (1 cement: 4 coarse sand) in foundation and plinth | Cement Mortar 1:4 (1 cement: 4 coarse sand) | Cum | 7465.85
Masonary Work | 6.37 | Onsite Test for Water Leakage for a pressure range 50 kpa to 240 kpa (35psi) upto 2000 ml | Brick work with modular extruded brunt fly ash clay sewer bricks (conforming to IS: 4885) in arches in foundation and plinth in cement mortar 1:3 (1 cement: 3 fine sand) | Cum | 15336.41
Masonary Work | 6.38 | Onsite Test for Water Leakage for a pressure range 50 kpa to 240 kpa (35psi) upto 2000 ml | Providing and laying autoclaved aerated cement blocks masonry with 100 mm thick AAC blocks in super structure above plinth level up to floor V level in cement mortar 1:4 (1 cement: 4 coarse sand). The rate includes providing and placing in position 2 Nos 6 mm dia M.S. bars at every third course of masonry work | Cum | 27438.9
Masonary Work | 6.40 | Onsite Test for Water Leakage for a pressure range 50 kpa to 240 kpa (35psi) upto 2000 ml | Providing and laying Gypsum panel partitions 100 mm thick with water proof Gypsum panels of size 666x500x100 mm, made of calcite phosphor Gypsum fixed with tongue and groove, jointed with bonding plaster as per manufacturer’s specifications in superstructure above plinth level up to floor V level. Gypsum blocks will have a minimum compressive strength of 9.3 kg/cm3 | Sqm | 1004.45
Masonary Work | 6.41 | Onsite Test for Water Leakage for a pressure range 50 kpa to 240 kpa (35psi) upto 2000 ml | Extra for Gypsum panel Partitions in superstructure above floor V level for every four floors or part thereof | Sqm | 146.45
Masonary Work | 6.44 | Onsite Test for Water Leakage for a pressure range 50 kpa to 240 kpa (35psi) upto 2000 ml | Brick edging 7cm wide 11.4 cm deep to plinth protection with common burnt clay F.P.S. (non modular) bricks of class designation 7.5 including grouting with cement mortar 1:4 (1 cement: 4 fine sand) | Metre | 83.9
Masonary Work | 6.45.1 | Onsite Test for Water Leakage for a pressure range 50 kpa to 240 kpa (35psi) upto 2000 ml — Half brick masonry with non modular fly ash bricks of class designation 10, conformingio IS:12894, in super structure above plinth and upto floor V level | Cement mortar 1: 3 (1 cement: 3 coarse sand) | Sqm | 799.22
Masonary Work | 6.45.2 | Onsite Test for Water Leakage for a pressure range 50 kpa to 240 kpa (35psi) upto 2000 ml — Half brick masonry with non modular fly ash bricks of class designation 10, conformingio IS:12894, in super structure above plinth and upto floor V level | Cement mortar 1: 4 (1 cement: 4 coarse sand) | Sqm | 739.12
Masonary Work | 6.47 | Onsite Test for Water Leakage for a pressure range 50 kpa to 240 kpa (35psi) upto 2000 ml | Providing and laying autoclaved aerated cement blocks masonry with 150mm/230mm/300 mm thick AAC blocks in super structure above plinth level up to floor V level with RCC band at sill level and lintel level with approved block laying polymer modified adhesive mortar all complete as per direction of Engineer-in-Charge. (The payment of RCC band and reinforcement shall be made for seperately) | Cum | 25277.27
Stone Work | 7.1.1 | Random rubble masonry with hard stone in foundation and plinth including levelling up with cement concrete 1:6:12 (1 cement: 6 coarse sand: 12 graded stone aggregate 20 mm nominal size) upto plinth level with | Cement mortar 1:6 (1 cement: 6 coarse sand) | Cum | 6761.86
Stone Work | 7.2.1 | Random rubble masonry with hard stone in superstructure above plinth level and upto floor five level, including leveling up with cement concrete 1:6:12 (1 cement: 6 coarse sand: 12 graded stone aggregate 20 mm nominal size) at window sills, ceiling level and the like | Cement mortar 1:6 (1 cement: 6 coarse sand) | Cum | 8467.75
Stone Work | 7.4.1 | Extra for random rubble masonry with hard stone in | Square or rectangular pillars | Cum | 965.56
Stone Work | 7.5 | Extra for random rubble masonry with hard stone curved on plan for a mean radius not exceeding 6 m |  | Cum | 934.25
Stone Work | 7.6.1 | Coursed rubble masonry (first sort) with hard stone in foundation and plinth with | Cement mortar 1:6 (1 cement: 6 coarse sand) | Cum | 8210.02
Stone Work | 7.7.1 | Coursed rubble masonry (second sort) with hard stone in foundation & plinth with: Cement mortar 1:6 (1 cement: 6 coarse sand) Coursed rubble masonry with hard stone (first or second sort) in superstructure above plinth level and upto floor five level |  | Cum | 7596.01
Stone Work | 7.8.1 | Masonry work (first sort), in cement mortar 1:6 (1 cement: 6 coarse sand) |  | Cum | 9887.53
Stone Work | 7.8.2 | Masonry work (second sort), in cement mortar 1:6 (1 cement: 6 coarse sand) |  | Cum | 9273.69
Stone Work | 7.10.1 | Extra for coursed rubble masonry with hard stone (first or second sort) in | Square or rectangular pillars | Cum | 1079.72
Stone Work | 7.10.2 | Extra for coursed rubble masonry with hard stone (first or second sort) in | Circular pillars | Cum | 2873.1
Stone Work | 7.11 | Extra for coursed rubble masonry with hard stone (first or second sort) curved on plan for a mean radius not exceeding 6 m |  | Cum | 1024.36
Stone Work | 7.13.1A | Stone work in plain ashlar in super structure upto floor five level in cement mortar 1:6 (1 cement: 6 coarse sand) including pointing with cement mortar 1:2 (1 white cement: 2 stone dust) with an admixture of pigment matching the stone shade | Extra for using white cement Extra labour for lifting of material | Cum | 4422.98
Stone Work | 7.14.1.1 | Stone work plain ashlar in domes, in super structure upto floor V level in cement mortar 1:3 (1 cement: 3 coarse sand) including centering, shuttering and pointing with white cement mortar 1:2 (1 white cement: 2 stone dust) with an admixture of pigment matching the stone shade — One face dressed | Red sand stone | Cum | 139997.54
Stone Work | 7.14.1.2 | Stone work plain ashlar in domes, in super structure upto floor V level in cement mortar 1:3 (1 cement: 3 coarse sand) including centering, shuttering and pointing with white cement mortar 1:2 (1 white cement: 2 stone dust) with an admixture of pigment matching the stone shade — One face dressed | White sand stone | Cum | 158695.25
Stone Work | 7.14.2.1 | Stone work plain ashlar in domes, in super structure upto floor V level in cement mortar 1:3 (1 cement: 3 coarse sand) including centering, shuttering and pointing with white cement mortar 1:2 (1 white cement: 2 stone dust) with an admixture of pigment matching the stone shade — Both face dressed | Red sand stone | Cum | 196107.18
Stone Work | 7.14.2.2 | Stone work plain ashlar in domes, in super structure upto floor V level in cement mortar 1:3 (1 cement: 3 coarse sand) including centering, shuttering and pointing with white cement mortar 1:2 (1 white cement: 2 stone dust) with an admixture of pigment matching the stone shade — Both face dressed | White sand stone | Cum | 215070.92
Stone Work | 7.15.1.1 | Stone work ashlar punched (ordinary) in superstructure upto floor five level in cement mortar 1:6 (1 white cement: 6 coarse sand) including pointing with cement mortar 1:2 (1 white cement: 2 stone dust) with an admixture of pigment matching the stone shade — One face dressed | Red sand stone | Cum | 86933.69
Stone Work | 7.15.1.2 | Stone work ashlar punched (ordinary) in superstructure upto floor five level in cement mortar 1:6 (1 white cement: 6 coarse sand) including pointing with cement mortar 1:2 (1 white cement: 2 stone dust) with an admixture of pigment matching the stone shade — One face dressed | White sand stone | Cum | 104298.11
Stone Work | 7.15.2.1 | Stone work ashlar punched (ordinary) in superstructure upto floor five level in cement mortar 1:6 (1 white cement: 6 coarse sand) including pointing with cement mortar 1:2 (1 white cement: 2 stone dust) with an admixture of pigment matching the stone shade — Both faced punched | Red sand stone | Cum | 103435.28
Stone Work | 7.15.2.2 | Stone work ashlar punched (ordinary) in superstructure upto floor five level in cement mortar 1:6 (1 white cement: 6 coarse sand) including pointing with cement mortar 1:2 (1 white cement: 2 stone dust) with an admixture of pigment matching the stone shade — Both faced punched | White sand stone | Cum | 122399.03
Stone Work | 7.16 | Extra for stone work, random rubble / coursed rubble masonry / ashlar masonry above floor V level for every four floors or part thereof |  | Cum | 1692.94
Stone Work | 7.17.1 | Extra for plain ashlar or ashlar punched in | Square or rectangular pillars | Cum | 3509.29
Stone Work | 7.18 | Extra for stone work; plain ashlar or ashlar punched curved on plan with a mean radius not exceeding 6 m |  | Cum | 2441.24
Stone Work | 7.19 | Extra for additional cost of centering for arches exceeding 6m span including all strutting, bolting, wedging etc. and removal (area of soffit to be measured) |  | Cum | 159.42
Stone Work | 7.20.1 | Stone work ashlar sunk or moulded or sunk and moulded upto floor five level in cement mortar 1:6 (1 cement: 6 coarse sand) including pointing with white cement mortar 1:2 (1 white cement: 2 stone dust) with an admixture of pigment matching the stone shade | Red sand stone | Cum | 117961.25
Stone Work | 7.20.2 | Stone work ashlar sunk or moulded or sunk and moulded upto floor five level in cement mortar 1:6 (1 cement: 6 coarse sand) including pointing with white cement mortar 1:2 (1 white cement: 2 stone dust) with an admixture of pigment matching the stone shade | White sand stone | Cum | 136925
Stone Work | 7.21.1 | Extra for stone work ashlar sunk or moulded or sunk and moulded or carved in | Triangular or Square or rectangular pillars | Cum | 4577.33
Stone Work | 7.21.2 | Extra for stone work ashlar sunk or moulded or sunk and moulded or carved in | Circular or polygonal pillars | Cum | 12969.11
Stone Work | 7.24 | Extra for stone work (veneer work) curved on plan with a mean radius not exceeding 6 m |  | Cum | 2552.21
Stone Work | 7.26 | Providing and fixing stone dowels 10x5x2.50 cm cut to double wedge shape as per design in cement mortar 1:2 (1 cement: 2 coarse sand), including making the necessary chases |  | Cum | 75.11
Stone Work | 7.29.1 | Providing and fixing horizontal chajja of stone 40 mm thick and upto 80 cm projection in cement mortar 1:4 (1 cement: 4 coarse sand), including pointing in white cement mortar 1:2 (1 white cement: 2 stone dust) with an admixture of pigment matching the stone shade | Red sand stone | Sqm | 1871.24
Stone Work | 7.29.2 | Providing and fixing horizontal chajja of stone 40 mm thick and upto 80 cm projection in cement mortar 1:4 (1 cement: 4 coarse sand), including pointing in white cement mortar 1:2 (1 white cement: 2 stone dust) with an admixture of pigment matching the stone shade | White sand stone | Cum | 1922.45
Stone Work | 7.31 | Providing and fixing red sand stone brackets 55x22.5x45 cm sunk and moulded including providing and fixing with 4 Nos gun metal cramp 25x6 mm 30 cm long |  | Cum | 7907.89
Stone Work | 7.32.1 | Stone work, plain in copings, cornices, string courses and plinth courses, upto 75 mm thick in Cement mortar 1:6 (1 cement: 6 coarse sand), including pointing with white cement mortar 1:2 (1 white cement: 2 stone dust) with an admixture of pigment matching the stone shade | Red sand stone | Cum | 89072.59
Stone Work | 7.32.2 | Stone work, plain in copings, cornices, string courses and plinth courses, upto 75 mm thick in Cement mortar 1:6 (1 cement: 6 coarse sand), including pointing with white cement mortar 1:2 (1 white cement: 2 stone dust) with an admixture of pigment matching the stone shade | White sand stone | Cum | 89072.59
Stone Work | 7.33.1 | Providing and fixing stone jali 40 mm thick throughout in cement mortar 1:3 (1 cement: 3 coarse sand), including pointing in white cement mortar 1:2 (1 white cement: 2 stone dust) with an admixture of pigment, matching the stone shade, jali slab without any chamfers etc | Red sand stone | Cum | 14827.88
Stone Work | 7.33.2 | Providing and fixing stone jali 40 mm thick throughout in cement mortar 1:3 (1 cement: 3 coarse sand), including pointing in white cement mortar 1:2 (1 white cement: 2 stone dust) with an admixture of pigment, matching the stone shade, jali slab without any chamfers etc | White sand stone | Cum | 14874.83
Stone Work | 7.34 | Extra for laying stone work in or under water and/or liquid mud including cost of pumping or bailing out water and removing slush etc. complete. NOTE:- The quantity will be calculated by multiplying the depth measured from sub-soil water level up to the centre of gravity of stone work under sub - water with the quantity of stone work in cum executed under the sub-soil water. The depth of centre of gravity shall be reckoned correct to 0.1 m, 0.05 m or more shall be taken as 0.1 m and less than 0.05 m ignored |  | Metre | 914.13
Stone Work | 7.35 | Extra for laying stone work in or under foul position |  | Cum | 386.99
Stone Work | 7.38.1.1 | Stone tile work for wall lining upto 10 m height with special adhesive over 12 mm thick bed of cement mortar 1:3 (1 cement: 3 coarse sand), including pointing in white cement with an admixture of pigment to match the stone shade — 8mm thick (mirror polished and machine cut edge) | Granite stone of any colour and shade | Cum | 3413.45
Stone Work | 7.38.1.2 | Stone tile work for wall lining upto 10 m height with special adhesive over 12 mm thick bed of cement mortar 1:3 (1 cement: 3 coarse sand), including pointing in white cement with an admixture of pigment to match the stone shade — 8mm thick (mirror polished and machine cut edge) | Raj Nagar plain white marble/ Udaipur green marble/ Zebra black marble | Cum | 2971.61
Stone Work | 7.39.1 | Random rubble masonry with hard stone laid dry in foundation, plinth & walls | Laid without bond stone | Cum | 4732.86
Stone Work | 7.39.2 | Random rubble masonry with hard stone laid dry in foundation, plinth & walls | Laid with bond stone | Cum | 4793.46
Cladding Work | 8.1.1.1 | Marble work gang saw cut (polished and machine cut) of thickness 18 mm for wall lining (veneer work), backing filled with a grout of average 12 mm thick in cement mortar 1:3 (1 cement: 3 coarse sand), including pointing with white cement mortar 1:2 (1 white cement: 2 marble dust) with an admixture of pigment to match the marble shade (To be secured to the backing by means of cramps, which shall be paid for separately) — Raj Nagar Plain white marble/ Udaipur green marble/ Zebra black marble | Area of slab upto 0.50 sqm | Sqm | 5634.93
Cladding Work | 8.1.1.2 | Marble work gang saw cut (polished and machine cut) of thickness 18 mm for wall lining (veneer work), backing filled with a grout of average 12 mm thick in cement mortar 1:3 (1 cement: 3 coarse sand), including pointing with white cement mortar 1:2 (1 white cement: 2 marble dust) with an admixture of pigment to match the marble shade (To be secured to the backing by means of cramps, which shall be paid for separately) — Raj Nagar Plain white marble/ Udaipur green marble/ Zebra black marble | Area of slab over 0.50 sqm | Sqm | 6040.56
Cladding Work | 8.2.1.1 | Providing and fixing 18 mm thick gang saw cut, mirror polished, premoulded and prepolished, machine cut for kitchen platforms, vanity counters, window sills, facias and similar locations of required size, approved shade, colour and texture laid over 20 mm thick base cement mortar 1:4 (1 cement: 4 coarse sand), joints treated with white cement, mixed with matching pigment, epoxy touch ups, including rubbing, curing, moulding and polishing to edges to give high gloss finish etc. complete at all levels — Raj Nagar Plain white marble/ Udaipur green marble/ Zebra black marble | Area of slab upto 0.50 sqm | Sqm | 3596.25
Cladding Work | 8.2.1.2 | Providing and fixing 18 mm thick gang saw cut, mirror polished, premoulded and prepolished, machine cut for kitchen platforms, vanity counters, window sills, facias and similar locations of required size, approved shade, colour and texture laid over 20 mm thick base cement mortar 1:4 (1 cement: 4 coarse sand), joints treated with white cement, mixed with matching pigment, epoxy touch ups, including rubbing, curing, moulding and polishing to edges to give high gloss finish etc. complete at all levels — Raj Nagar Plain white marble/ Udaipur green marble/ Zebra black marble | Area of slab over 0.50 sqm | Sqm | 6973.68
Cladding Work | 8.2.2.1 | Providing and fixing 18 mm thick gang saw cut, mirror polished, premoulded and prepolished, machine cut for kitchen platforms, vanity counters, window sills, facias and similar locations of required size, approved shade, colour and texture laid over 20 mm thick base cement mortar 1:4 (1 cement: 4 coarse sand), joints treated with white cement, mixed with matching pigment, epoxy touch ups, including rubbing, curing, moulding and polishing to edges to give high gloss finish etc. complete at all levels — Granite of any colour and shade | Area of slab upto 0.50 sqm | Sqm | 5485.87
Cladding Work | 8.2.2.2 | Providing and fixing 18 mm thick gang saw cut, mirror polished, premoulded and prepolished, machine cut for kitchen platforms, vanity counters, window sills, facias and similar locations of required size, approved shade, colour and texture laid over 20 mm thick base cement mortar 1:4 (1 cement: 4 coarse sand), joints treated with white cement, mixed with matching pigment, epoxy touch ups, including rubbing, curing, moulding and polishing to edges to give high gloss finish etc. complete at all levels — Granite of any colour and shade | Area of slab over 0.50 sqm | Sqm | 4366.16
Cladding Work | 8.2.3.1 | Providing and fixing 18 mm thick gang saw cut, mirror polished, premoulded and prepolished, machine cut for kitchen platforms, vanity counters, window sills, facias and similar locations of required size, approved shade, colour and texture laid over 20 mm thick base cement mortar 1:4 (1 cement: 4 coarse sand), joints treated with white cement, mixed with matching pigment, epoxy touch ups, including rubbing, curing, moulding and polishing to edges to give high gloss finish etc. complete at all levels — Granite stone slab all colour and texture except black, Cherry/Ruby red | Area of slab upto 0.50 sqm | Sqm | 4171.35
Cladding Work | 8.2.3.2 | Providing and fixing 18 mm thick gang saw cut, mirror polished, premoulded and prepolished, machine cut for kitchen platforms, vanity counters, window sills, facias and similar locations of required size, approved shade, colour and texture laid over 20 mm thick base cement mortar 1:4 (1 cement: 4 coarse sand), joints treated with white cement, mixed with matching pigment, epoxy touch ups, including rubbing, curing, moulding and polishing to edges to give high gloss finish etc. complete at all levels — Granite stone slab all colour and texture except black, Cherry/Ruby red | Area of slab over 0.50 sqm | Sqm | 3729.81
Cladding Work | 8.3.1 | Providing edge moulding to 18 mm thick marble stone counters, Vanities etc., including machine polishing to edge to give high gloss finish etc. complete as per design approved by Engineer-in-Charge | Marble work | Metre | 326.78
Cladding Work | 8.3.2 | Providing edge moulding to 18 mm thick marble stone counters, Vanities etc., including machine polishing to edge to give high gloss finish etc. complete as per design approved by Engineer-in-Charge | Granite work | Metre | 553.65
Cladding Work | 8.4 | Extra for fixing marble /granite stone, over and above corresponding basic item, in facia and drops of width upto 150 mm with epoxy resin based adhesive, including cleaning etc. complete |  | Metre | 552.75
Cladding Work | 8.5 | Extra for providing opening of required size & shape for wash basin/ kitchen sink in kitchen platform, vanity counter and similar location in marble/ Granite/ stone work, including necessary holes for pillar taps etc. including moulding, rubbing and polishing of cut edges etc. complete |  | Each | 930.51
Cladding Work | 8.6 | Mirror polishing on marble work/Granite work/stone work where ever required to give high gloss finish complete |  | Sqm | 466.8
Cladding Work | 8.7.1 | Providing and fixing cramps of required size & shape in RCC/ CC / Brick masonry backing with cement mortar 1:2 (1 cement:2 coarse sand), including drilling necessary hole in stones and embedding the cramp in the hole (fastener to be paid separately) | Gunmetal cramps | KG | 807.72
Cladding Work | 8.7.2 | Providing and fixing cramps of required size & shape in RCC/ CC / Brick masonry backing with cement mortar 1:2 (1 cement:2 coarse sand), including drilling necessary hole in stones and embedding the cramp in the hole (fastener to be paid separately) | Stainless steel cramps | KG | 812.18
Cladding Work | 8.8.1.1 | Providing and fixing expansion hold fasteners on C.C. /R.C.C./Brick masonry surface backing including drilling necessary holes and the cost of bolt etc complete — Wedge expansion type | Fastener with threaded dia 6 mm | Each | 38.14
Cladding Work | 8.8.1.2 | Providing and fixing expansion hold fasteners on C.C. /R.C.C./Brick masonry surface backing including drilling necessary holes and the cost of bolt etc complete — Wedge expansion type | Fastener with threaded dia 10 mm | Each | 39.03
Cladding Work | 8.8.1.3 | Providing and fixing expansion hold fasteners on C.C. /R.C.C./Brick masonry surface backing including drilling necessary holes and the cost of bolt etc complete — Wedge expansion type | Fastener with threaded dia 12 mm | Each | 62.88
Cladding Work | 8.9.1.1 | Stone tile (polished) work for wall lining over 12 mm thick bed of cement mortar 1:3 (1 cement: 3 coarse sand) and cement slurry @ 3.3 kg/sqm including pointing in white cement complete — 8mm thick | Raj nagar plain white marble/ Udaipur green marble/ Zebra black marble | Sqm | 3192.5
Cladding Work | 8.9.1.2 | Stone tile (polished) work for wall lining over 12 mm thick bed of cement mortar 1:3 (1 cement: 3 coarse sand) and cement slurry @ 3.3 kg/sqm including pointing in white cement complete — 8mm thick | Granite of any colour and shade | Sqm | 3886.61
Cladding Work | 8.10.1 | Providing and fixing stone slab with table rubbed, edges rounded and polished, of size 75x50 cm deep and 1.8 cm thick, fixed in urinal partitions by cutting a chase of appropriate width with chase cutter and embedding the stone in the chase with epoxy grout or with cement concrete 1:2:4 (1 cement: 2 coarse sand: 4 graded stone aggregate 6 mm nominal size) as per direction of Engineer-in- charge and finished smooth | White Agaria Marble Stone | Sqm | 4325.8
Cladding Work | 8.10.2 | Providing and fixing stone slab with table rubbed, edges rounded and polished, of size 75x50 cm deep and 1.8 cm thick, fixed in urinal partitions by cutting a chase of appropriate width with chase cutter and embedding the stone in the chase with epoxy grout or with cement concrete 1:2:4 (1 cement: 2 coarse sand: 4 graded stone aggregate 6 mm nominal size) as per direction of Engineer-in- charge and finished smooth | Granite Stone of approved shade | Sqm | 4325.8
Cladding Work | 8.16 | Providing and fixing copper pins 7.5 cm long 6 mm diameter for securing adjacent stones in stone wall lining in cement mortar 1:2 (1 cement: 2 coarse sand), including making the necessary chases |  | Each | 61.61
Cladding Work | 8.17 | Wall lining butch work upto 10m height with Dholpur stone 40 mm thick rough facing on the exposed surface with stone strips of minimum length 300 mm and required width, including embedding every tenth layer and bottom most layer in masonry or concrete after making necessary chases of size 75x75 mm and by providing layer of 75 mm thick strips i/c 12 mm thick bed of cement mortar 1:3 (1 Cement: 3 coarse sand) i/c ruled pointing in cement mortar 1:2 (1 white cement: 2 stone dust) with an admixture of pigment to match the shade of stone complete as per direction of Engineer-in-charge |  | Sqm | 3540.94
Cladding Work | 8.18.1.1 | Stone work (machine cut edges Veneer work) for wall lining upto 10 m height, backing filled with a grout of 12 mm thick cement mortar 1:3 (1 Cement: 3 coarse sand) and jointed with Cement mortar 1:2 (1 cement: 2 stone dust), including rubbing and polishing complete. (To be secured to the backing and the sides by means of cramps and pins which shall be paid for separately) — Pre polished Kota stone slabs on exposed face | 25 mm thick | Sqm | 4260.43
Cladding Work | 8.19 | Extra for stone work for wall lining on exterior walls of height more than 10 m from ground level for every additional height of 3 m or part there of |  | Sqm | 173.43
Cladding Work | 8.20.1 | Providing and fixing dry cladding upto 10 metre heights with 30mm thick gang saw cut stone with (machine cut edges) of uniform colour and size upto 1mx1m, fixed to structural steel frame work and/ or with the help of cramps, pins etc. and sealing the joints with approved weather sealant as per Architectural drawing and direction of Engineer-in-charge. (The steel frame work, stainless steel cramps and pins etc. shall be paid for separately) | Red sand stone - 30mm thick gang saw cut stone | Sqm | 2941.35
Cladding Work | 8.20.2 | Providing and fixing dry cladding upto 10 metre heights with 30mm thick gang saw cut stone with (machine cut edges) of uniform colour and size upto 1mx1m, fixed to structural steel frame work and/ or with the help of cramps, pins etc. and sealing the joints with approved weather sealant as per Architectural drawing and direction of Engineer-in-charge. (The steel frame work, stainless steel cramps and pins etc. shall be paid for separately) | White sand stone - 30mm thick gang saw cut stone | Sqm | 3079.37
Cladding Work | 8.21 | Providing and fixing structural steel frame (for dry cladding with 30 mm thick gang saw cut with machine cut edges sand stone) on walls at all heights using M.S. square/ rectangular tube in the required pattern as per architectural drawing, including cost of cutting, bending, welding etc. The frame work shall be fixed to the wall with the help of M.S. brackets/ lugs of angle iron/ flats etc. which shall be welded to the frame and embedded in brick wall with cement concrete block 1:2:4 (1 cement:2 coarse sand:4 graded stone aggregate 20 mm nominal size) of size 300x230x300 mm, including cost of necessary centring and shuttering and with approved expansion hold fasteners on CC/RCC surface, including drilling necessary holes. Approved cramps/ pins etc. shall be welded to the frame work to support stone cladding, the steel work will be given a priming coat of Zinc primer as approved by Engineer-in-charge and painted with two or more coats of epoxy paint (Shop drawings shall be submitted by the contractor to the Engineer- in-charge for approval before execution). The frame work shall be fixed in true horizontal & vertical lines/planes. (Only structural steel frame work shall be measured for the purpose of payment, stainless steel cramps shall be paid for separately and nothing extra shall be paid) |  | KG | 304.99
Cladding Work | 8.22 | Providing and fixing adjustable stainless steel cramps of approved quality, required shape and size, adjustable with stainless steel nuts, bolts and washer (total weight not less than 260 gms), for dry stone cladding fixed on frame work at suitable location, including making necessary recesses in stone slab, drilling required holes etc complete as per direction of the Engineer-in-charge |  | Each | 416.39
Cladding Work | 8.23 | Providing 50x50x50 mm 2nd class teak wood plugs including cutting brick work and fixing in cement mortar 1:3 (1 cement: 3 fine sand) and making good the walls etc |  | Each | 48.74
Cladding Work | 8.24.1 | Providing and fixing expandable fasteners of specified size with necessary plastic sleeves and galvanised M.S. screws including drilling holes in masonry work / CC/ R.C.C. and making good etc. complete | 25 mm long | Each | 31.61
Cladding Work | 8.24.2 | Providing and fixing expandable fasteners of specified size with necessary plastic sleeves and galvanised M.S. screws including drilling holes in masonry work / CC/ R.C.C. and making good etc. complete | 32 mm long | Each | 35.21
Cladding Work | 8.24.3 | Providing and fixing expandable fasteners of specified size with necessary plastic sleeves and galvanised M.S. screws including drilling holes in masonry work / CC/ R.C.C. and making good etc. complete | 40 mm long | Each | 38.34
Cladding Work | 8.24.4 | Providing and fixing expandable fasteners of specified size with necessary plastic sleeves and galvanised M.S. screws including drilling holes in masonry work / CC/ R.C.C. and making good etc. complete | 50 mm long | Each | 41.47
Cladding Work | 8.25.1 | Providing and fixing 2nd class teak wood plain lining tongued and grooved, including wooden plugs complete with necessary screws and priming coat on unexposed surface | 40 mm thick | Sqm | 10164.1
Cladding Work | 8.25.2 | Providing and fixing 2nd class teak wood plain lining tongued and grooved, including wooden plugs complete with necessary screws and priming coat on unexposed surface | 25 mm thick | Sqm | 6768.89
Cladding Work | 8.25.3 | Providing and fixing 2nd class teak wood plain lining tongued and grooved, including wooden plugs complete with necessary screws and priming coat on unexposed surface | 20 mm thick | Sqm | 5430.29
Cladding Work | 8.25.4 | Providing and fixing 2nd class teak wood plain lining tongued and grooved, including wooden plugs complete with necessary screws and priming coat on unexposed surface | 12 mm thick | Sqm | 3534.27
Cladding Work | 8.26.1 | Providing and fixing in wall lining flat pressed three layer (medium density) particle board or graded wood Pre-laminated one side decorative lamination and other side balancing lamination Grade I, Type II, IS: 12823 marked, including priming coat on unexposed arrangement and screws etc. complete | 12 mm thick | Sqm | 1451.12
Cladding Work | 8.26.2 | Providing and fixing in wall lining flat pressed three layer (medium density) particle board or graded wood Pre-laminated one side decorative lamination and other side balancing lamination Grade I, Type II, IS: 12823 marked, including priming coat on unexposed arrangement and screws etc. complete | 18 mm thick | Sqm | 1546.58
Cladding Work | 8.26.3 | Providing and fixing in wall lining flat pressed three layer (medium density) particle board or graded wood Pre-laminated one side decorative lamination and other side balancing lamination Grade I, Type II, IS: 12823 marked, including priming coat on unexposed arrangement and screws etc. complete | 25 mm thick | Sqm | 2045.78
Cladding Work | 8.27.1 | Providing and fixing specified wood frame work consisting of battens 50x25mm fixed with rawl plug and drilling necessary holes for rawl plug etc. including priming coat complete | Kiln seasoned and chemically treated hollock wood | Cum | 200091.22
Cladding Work | 8.28.1 | Providing and fixing plywood 4 mm thick, one side decorative veneer conforming to IS: 1328 (type-1), for plain lining / cladding with necessary screws, including priming coat on unexposed surface with | Decorative veneer facings of approved manufacture | Sqm | 2006.78
Cladding Work | 8.29 | Providing and fixing 4mm thick coir veneer board, ISI marked IS: 14842, plain lining with necessary screws, priming coat on unexposed surface etc., complete |  | Sqm | 1803.62
Cladding Work | 8.30.1 | Providing and fixing skirting with Pre-laminated (one side decorative and other side balancing lamination) flat pressed 3 layer or graded particle board (medium density) Grade I, Type II, IS:12823 marked, with necessary fixing arrangements and screws, including drilling necessary holes for rawl plugs etc. and priming coat on unexposed surface complete | 18 mm thick | Sqm | 2059.94
Cladding Work | 8.30.2 | Providing and fixing skirting with Pre-laminated (one side decorative and other side balancing lamination) flat pressed 3 layer or graded particle board (medium density) Grade I, Type II, IS:12823 marked, with necessary fixing arrangements and screws, including drilling necessary holes for rawl plugs etc. and priming coat on unexposed surface complete | 25 mm thick | Sqm | 2605.7
Cladding Work | 8.31 | Providing and fixing Ist quality ceramic glazed wall tiles conforming to IS: 15622 (thickness to be specified by the manufacturer), of approved make, in all colours, shades except burgundy, bottle green, black of any size as approved by Engineer- in-Charge, in skirting, risers of steps and dados, over 12 mm thick bed of cement mortar 1:3 (1 cement: 3 coarse sand) and jointing with grey cement slurry @ 3.3kg per sqm, including pointing in white cement mixed with pigment of matching shade complete |  | Sqm | 1514.98
Cladding Work | 8.32 | Designing, fabricating, testing, installing and fixing in position Curtain Wall with Aluminium Composite Panel Cladding, with open grooves for linear as well as curvilinear portions of the building, for all heights and all levels etc. including |  | Sqm | 6356.62
Wood and PVC Work | 9.1.1 | Providing wood work in frames of doors, windows, clerestory windows and other frames, wrought framed and fixed in position with hold fast lugs or with dash fasteners of required dia & length (hold fast lugs or dash fastener shall be paid for separately) | Second class teak wood | Cum | 212881.28
Wood and PVC Work | 9.1.2 | Providing wood work in frames of doors, windows, clerestory windows and other frames, wrought framed and fixed in position with hold fast lugs or with dash fasteners of required dia & length (hold fast lugs or dash fastener shall be paid for separately) | Sal wood | Cum | 167849.14
Wood and PVC Work | 9.1.3 | Providing wood work in frames of doors, windows, clerestory windows and other frames, wrought framed and fixed in position with hold fast lugs or with dash fasteners of required dia & length (hold fast lugs or dash fastener shall be paid for separately) | Kiln seasoned and chemically treated hollock wood | Cum | 94360.54
Wood and PVC Work | 9.1.4 | Providing wood work in frames of doors, windows, clerestory windows and other frames, wrought framed and fixed in position with hold fast lugs or with dash fasteners of required dia & length (hold fast lugs or dash fastener shall be paid for separately) | First class Kail wood | Cum | 139072.6
Wood and PVC Work | 9.1.5 | Providing wood work in frames of doors, windows, clerestory windows and other frames, wrought framed and fixed in position with hold fast lugs or with dash fasteners of required dia & length (hold fast lugs or dash fastener shall be paid for separately) | Second class Kail wood | Cum | 120151.54
Wood and PVC Work | 9.2 | Providing laminated veneer lumber conforming to IS:14616 and TAD -15: 2001 (Part B) in factory made frames of doors, windows, clerestory windows and other frames, wrought framed and fixing in position with hold fast lugs or with dash fasteners of required dia & length (hold fast lugs or dash fastener shall be paid for separately) |  | Cum | 134107.21
Wood and PVC Work | 9.2A | Providing hoisting and fixing trusses/purlins/rafters/posts/post plates or like components of 1st class budloo/fir wood including cost of screws etc complete |  | Cum | 209060.42
Wood and PVC Work | 9.3.1 | Providing wood work in frames of false ceiling, partitions etc. sawn and fixed in position with necessary stainless steel screws etc | Sal wood | Cum | 153292.36
Wood and PVC Work | 9.3.2 | Providing wood work in frames of false ceiling, partitions etc. sawn and fixed in position with necessary stainless steel screws etc | Kiln seasoned and chemically treated hollock wood | Cum | 79626.87
Wood and PVC Work | 9.3.3 | Providing wood work in frames of false ceiling, partitions etc. sawn and fixed in position with necessary stainless steel screws etc | Budloo/Fir wood | Cum | 77119.55
Wood and PVC Work | 9.4.1 | Extra for additional labour for circular works, such as in frames of fan light | Second class teak wood | Cum | 21288.13
Wood and PVC Work | 9.4.2 | Extra for additional labour for circular works, such as in frames of fan light | Sal wood | Cum | 16784.91
Wood and PVC Work | 9.4.3 | Extra for additional labour for circular works, such as in frames of fan light | Kiln seasoned and chemically treated hollock wood | Cum | 9436.38
Wood and PVC Work | 9.5.1.1 | Providing and fixing panelled or panelled and glazed shutters for doors, windows and clerestory windows fixing with butt hinges of required size with necessary screws, excluding panelling which will be paid for separately, all complete as per direction of Engineer-in-charge. (Note:- Butt hinges and necessary screws shall be paid separately) — Second class teak wood | 35 mm thick shutters | Sqm | 5770.78
Wood and PVC Work | 9.5.1.2 | Providing and fixing panelled or panelled and glazed shutters for doors, windows and clerestory windows fixing with butt hinges of required size with necessary screws, excluding panelling which will be paid for separately, all complete as per direction of Engineer-in-charge. (Note:- Butt hinges and necessary screws shall be paid separately) — Second class teak wood | 30 mm thick shutters | Sqm | 5183.19
Wood and PVC Work | 9.5.2.1 | Providing and fixing panelled or panelled and glazed shutters for doors, windows and clerestory windows fixing with butt hinges of required size with necessary screws, excluding panelling which will be paid for separately, all complete as per direction of Engineer-in-charge. (Note:- Butt hinges and necessary screws shall be paid separately) — Kiln seasoned and chemically treated hollock wood | 35 mm thick shutters | Sqm | 3095.16
Wood and PVC Work | 9.5.2.2 | Providing and fixing panelled or panelled and glazed shutters for doors, windows and clerestory windows fixing with butt hinges of required size with necessary screws, excluding panelling which will be paid for separately, all complete as per direction of Engineer-in-charge. (Note:- Butt hinges and necessary screws shall be paid separately) — Kiln seasoned and chemically treated hollock wood | 30 mm thick shutters | Sqm | 2877.07
Wood and PVC Work | 9.5.3.1 | Providing and fixing panelled or panelled and glazed shutters for doors, windows and clerestory windows fixing with butt hinges of required size with necessary screws, excluding panelling which will be paid for separately, all complete as per direction of Engineer-in-charge. (Note:- Butt hinges and necessary screws shall be paid separately) — Kiln seasoned selected planks of sheesham wood | 35 mm thick shutters | Sqm | 5317.52
Wood and PVC Work | 9.5.3.2 | Providing and fixing panelled or panelled and glazed shutters for doors, windows and clerestory windows fixing with butt hinges of required size with necessary screws, excluding panelling which will be paid for separately, all complete as per direction of Engineer-in-charge. (Note:- Butt hinges and necessary screws shall be paid separately) — Kiln seasoned selected planks of sheesham wood | 30 mm thick shutters | Sqm | 4792.14
Wood and PVC Work | 9.5.4.1 | Providing and fixing panelled or panelled and glazed shutters for doors, windows and clerestory windows fixing with butt hinges of required size with necessary screws, excluding panelling which will be paid for separately, all complete as per direction of Engineer-in-charge. (Note:- Butt hinges and necessary screws shall be paid separately) — First class kail wood | 35 mm thick shutters | Sqm | 3302.92
Wood and PVC Work | 9.5.5.1 | Providing and fixing panelled or panelled and glazed shutters for doors, windows and clerestory windows fixing with butt hinges of required size with necessary screws, excluding panelling which will be paid for separately, all complete as per direction of Engineer-in-charge. (Note:- Butt hinges and necessary screws shall be paid separately) — Second class kail wood | 35 mm thick shutters | Sqm | 3573.69
Wood and PVC Work | 9.6.1 | Providing and fixing 35 mm thick factory made laminated veneer lumber door shutter conforming to IS: 14616 and TADS 15:2001 (Part B) fixing with butt hinges of required size with necessary screws, all complete as per directions of Engineer- in-charge and panelling with panels of: (Note:- Butt hinges and necessary screws shall be paid separately) | 12 mm thick plain grade -1, medium density flat pressed three layer particle board FPT - I or graded wood particle board FPT- I, IS: 3087 marked, bonded with BWP type synthetic resin adhesive as per IS: 848 | Sqm | 3272.05
Wood and PVC Work | 9.6.2 | Providing and fixing 35 mm thick factory made laminated veneer lumber door shutter conforming to IS: 14616 and TADS 15:2001 (Part B) fixing with butt hinges of required size with necessary screws, all complete as per directions of Engineer- in-charge and panelling with panels of: (Note:- Butt hinges and necessary screws shall be paid separately) | 12 mm thick pre-laminated particle board (decorative lamination on both sides) grade -1, medium density flat pressed, three layer particle board FPT- I or graded wood particle board FPT- I, conforming to IS: 3087, bonded with BWP type synthetic resin adhesive as per IS: 848 and pre-laminated conforming to IS: 12823, Grade 1, Type - II marked | Sqm | 3339.34
Wood and PVC Work | 9.6.3 | Providing and fixing 35 mm thick factory made laminated veneer lumber door shutter conforming to IS: 14616 and TADS 15:2001 (Part B) fixing with butt hinges of required size with necessary screws, all complete as per directions of Engineer- in-charge and panelling with panels of: (Note:- Butt hinges and necessary screws shall be paid separately) | 12 mm thick one side Pre-laminated particle board (decorative lamination on one side and other sides balancing lamination) grade -1, medium density flat pressed, three layer particle board FPT - I or graded wood particle board FPT-1 conforming to IS: 3087 bonded with BWP type synthetic resin adhesive as per IS: 848 and pre- laminated conforming to IS: 12823, Grade -1, Type II marked | Sqm | 3631.98
Wood and PVC Work | 9.7.1 | Providing and fixing panelling or panelling and glazing in panelled or panelled and glazed shutters for doors, windows and clerestory windows (Area of opening for panel inserts excluding portion inside grooves or rebates to be measured). Panelling for panelled or panelled and glazed shutters 25 mm to 40 mm thick | Second class teak wood | Sqm | 4667.23
Wood and PVC Work | 9.7.2 | Providing and fixing panelling or panelling and glazing in panelled or panelled and glazed shutters for doors, windows and clerestory windows (Area of opening for panel inserts excluding portion inside grooves or rebates to be measured). Panelling for panelled or panelled and glazed shutters 25 mm to 40 mm thick | Kiln seasoned and chemically treated hollock wood | Sqm | 2491.86
Wood and PVC Work | 9.7.2.1 | Providing and fixing panelling or panelling and glazing in panelled or panelled and glazed shutters for doors, windows and clerestory windows (Area of opening for panel inserts excluding portion inside grooves or rebates to be measured). Panelling for panelled or panelled and glazed shutters 25 mm to 40 mm thick | First class Kail wood | Sqm | 2624.32
Wood and PVC Work | 9.7.2.2 | Providing and fixing panelling or panelling and glazing in panelled or panelled and glazed shutters for doors, windows and clerestory windows (Area of opening for panel inserts excluding portion inside grooves or rebates to be measured). Panelling for panelled or panelled and glazed shutters 25 mm to 40 mm thick | Second class Kail wood | Sqm | 2848.47
Wood and PVC Work | 9.7.3.1 | Providing and fixing panelling or panelling and glazing in panelled or panelled and glazed shutters for doors, windows and clerestory windows (Area of opening for panel inserts excluding portion inside grooves or rebates to be measured). Panelling for panelled or panelled and glazed shutters 25 mm to 40 mm thick — Ply wood 5 ply, 9 mm thick | Decorative plywood both side decorative veneer (Type - I) conforming to IS 1328 BWR type | Sqm | 3043.08
Wood and PVC Work | 9.7.3.2 | Providing and fixing panelling or panelling and glazing in panelled or panelled and glazed shutters for doors, windows and clerestory windows (Area of opening for panel inserts excluding portion inside grooves or rebates to be measured). Panelling for panelled or panelled and glazed shutters 25 mm to 40 mm thick — Ply wood 5 ply, 9 mm thick | Decorative plywood one side decorative veneer and commercial veneer on other face (Type 1) conforming to IS 1328 BWR Type | Sqm | 3001.7
Wood and PVC Work | 9.7.4.1 | Providing and fixing panelling or panelling and glazing in panelled or panelled and glazed shutters for doors, windows and clerestory windows (Area of opening for panel inserts excluding portion inside grooves or rebates to be measured). Panelling for panelled or panelled and glazed shutters 25 mm to 40 mm thick — Ply wood 7 ply, 9 mm thick | Decorative plywood one side decorative veneer and commercial veneer on other face (Type 1) conforming to IS 1328 BWR Type | Sqm | 3186.21
Wood and PVC Work | 9.7.5.1 | Providing and fixing panelling or panelling and glazing in panelled or panelled and glazed shutters for doors, windows and clerestory windows (Area of opening for panel inserts excluding portion inside grooves or rebates to be measured). Panelling for panelled or panelled and glazed shutters 25 mm to 40 mm thick — Particle Board 12 mm thick | Plain particle board flat pressed, 3 layer or graded wood particle board medium density Grade I, IS: 3087 marked | Sqm | 1658.38
Wood and PVC Work | 9.7.5.2 | Providing and fixing panelling or panelling and glazing in panelled or panelled and glazed shutters for doors, windows and clerestory windows (Area of opening for panel inserts excluding portion inside grooves or rebates to be measured). Panelling for panelled or panelled and glazed shutters 25 mm to 40 mm thick — Particle Board 12 mm thick | Veneered flat pressed three layer or graded wood particle board with commercial veneering on both sides conforming to IS:3097, grade I | Sqm | 2272.27
Wood and PVC Work | 9.7.5.3 | Providing and fixing panelling or panelling and glazing in panelled or panelled and glazed shutters for doors, windows and clerestory windows (Area of opening for panel inserts excluding portion inside grooves or rebates to be measured). Panelling for panelled or panelled and glazed shutters 25 mm to 40 mm thick — Particle Board 12 mm thick | Pre-laminated particle board with decorative lamination on one side and balancing lamination on other side, Grade I, Type II IS: 12823 marked | Sqm | 2082.59
Wood and PVC Work | 9.7.5.4 | Providing and fixing panelling or panelling and glazing in panelled or panelled and glazed shutters for doors, windows and clerestory windows (Area of opening for panel inserts excluding portion inside grooves or rebates to be measured). Panelling for panelled or panelled and glazed shutters 25 mm to 40 mm thick — Particle Board 12 mm thick | Pre-laminated particle board with decorative lamination on both sides, Grade I, Type II, IS:12823 marked | Sqm | 2063.62
Wood and PVC Work | 9.7.6.1 | Providing and fixing panelling or panelling and glazing in panelled or panelled and glazed shutters for doors, windows and clerestory windows (Area of opening for panel inserts excluding portion inside grooves or rebates to be measured). Panelling for panelled or panelled and glazed shutters 25 mm to 40 mm thick — Coir Veneer Board (conforming to IS 14842) | 12 mm thick | Sqm | 2319.7
Wood and PVC Work | 9.7.7.1 | Providing and fixing panelling or panelling and glazing in panelled or panelled and glazed shutters for doors, windows and clerestory windows (Area of opening for panel inserts excluding portion inside grooves or rebates to be measured). Panelling for panelled or panelled and glazed shutters 25 mm to 40 mm thick — Float glass panes | 4 mm thick glass pane (weight not less than 10kg/sqm) | Sqm | 2879.65
Wood and PVC Work | 9.7.7.2 | Providing and fixing panelling or panelling and glazing in panelled or panelled and glazed shutters for doors, windows and clerestory windows (Area of opening for panel inserts excluding portion inside grooves or rebates to be measured). Panelling for panelled or panelled and glazed shutters 25 mm to 40 mm thick — Float glass panes | 5.0 mm thick glass panes (weight not less than 12.50 kg/sqm) | Sqm | 3174.52
Wood and PVC Work | 9.7.8 | Providing and fixing panelling or panelling and glazing in panelled or panelled and glazed shutters for doors, windows and clerestory windows (Area of opening for panel inserts excluding portion inside grooves or rebates to be measured). Panelling for panelled or panelled and glazed shutters 25 mm to 40 mm thick | Fly proof stainless steel grade 304 wire gauge with 0.5 mm dia. wire and 1.4mm wide aperture with matching wood beading | Sqm | 1864.73
Wood and PVC Work | 9.9.1.1 | Providing and fixing glazed shutters for doors, windows and clerestory windows using 4 mm thick float glass panes, including ISI marked M.S. pressed butt hinges bright finished of required size with necessary screws — Second class teak wood | 35 mm thick | Sqm | 10565.32
Wood and PVC Work | 9.9.1.2 | Providing and fixing glazed shutters for doors, windows and clerestory windows using 4 mm thick float glass panes, including ISI marked M.S. pressed butt hinges bright finished of required size with necessary screws — Second class teak wood | 30 mm thick | Sqm | 6446.75
Wood and PVC Work | 9.9.2.1 | Providing and fixing glazed shutters for doors, windows and clerestory windows using 4 mm thick float glass panes, including ISI marked M.S. pressed butt hinges bright finished of required size with necessary screws — Kiln seasoned and chemically treated hollock wood | 35 mm thick | Sqm | 4073.15
Wood and PVC Work | 9.9.2.2 | Providing and fixing glazed shutters for doors, windows and clerestory windows using 4 mm thick float glass panes, including ISI marked M.S. pressed butt hinges bright finished of required size with necessary screws — Kiln seasoned and chemically treated hollock wood | 30 mm thick | Sqm | 3785.28
Wood and PVC Work | 9.9.3.1 | Providing and fixing glazed shutters for doors, windows and clerestory windows using 4 mm thick float glass panes, including ISI marked M.S. pressed butt hinges bright finished of required size with necessary screws — Kiln seasoned selected planks of sheesham wood | 35 mm thick | Sqm | 6602.8
Wood and PVC Work | 9.9.3.2 | Providing and fixing glazed shutters for doors, windows and clerestory windows using 4 mm thick float glass panes, including ISI marked M.S. pressed butt hinges bright finished of required size with necessary screws — Kiln seasoned selected planks of sheesham wood | 30 mm thick | Sqm | 6002.37
Wood and PVC Work | 9.10.1 | Providing and fixing factory made laminated veneer lumber glazed shutter conforming to IS: 14616 and TADS 15:2001 (Part B), using 4 mm thick float glass panes for doors, windows and clerestory windows fixing with butt hinges of required size with necessary screws, all as per directions of Engineer-in-charge (Note:- Butt hinges and necessary screws shall be paid separately) | 30 mm thick shutters | Sqm | 2796.32
Wood and PVC Work | 9.11.1 | Extra for providing heavy sheet float glass panes instead of ordinary float glass in glazed doors, windows and clerestory window shutters. (Area of opening for glass panes excluding portion inside rebate shall be measured) | 5.0 mm thick instead of 4 mm thick | Sqm | 243.27
Wood and PVC Work | 9.12 | Extra for providing frosted glass panes 4 mm thick instead of ordinary float glass panes 4 mm thick in doors, windows and clerestory window shutters. (Area of opening for glass panes excluding portion inside rebate shall be measured) |  | Sqm | 471.18
Wood and PVC Work | 9.13 | Deduct for providing pin headed glass panes instead of ordinary float glass panes weighing 4 mm thick in doors, windows and clerestory windows shutters (Area of opening for glass panes excluding portion inside rebate shall be measured) |  | Sqm | 38.41
Wood and PVC Work | 9.14 | Extra for providing ISI marked Stainless Steel butt hinges instead of M.S. pressed butt hinges bright finished of required size with necessary screws. (Shutter area to be measured) |  | Sqm | 152.42
Wood and PVC Work | 9.15.1.1 | Deduct for not providing hinges in doors, windows or clerestory window shutters with — Stainless steel butt hinges with stainless steel screws | For 2nd class teak wood and other class of wood shutters | Sqm | 236.91
Wood and PVC Work | 9.15.2.1 | Deduct for not providing hinges in doors, windows or clerestory window shutters with — ISI marked M.S. pressed butt hinges bright finished of required size | For 2nd class teak wood and other class of wood shutters | Sqm | 84.49
Wood and PVC Work | 9.16.1.1 | Providing and fixing 25 mm thick shutters for cup board etc — Panelled or panelled & glazed shutters | Second class teak wood including ISI marked anodised aluminium butt hinges with necessary screws | Sqm | 5892.73
Wood and PVC Work | 9.16.1.2 | Providing and fixing 25 mm thick shutters for cup board etc — Panelled or panelled & glazed shutters | Second class teak wood including iSi marked nickel plated bright finished M.S. piano hinges with necessary screws | Sqm | 5035.12
Wood and PVC Work | 9.16.2.1 | Providing and fixing 25 mm thick shutters for cup board etc — Glazed shutters | Second class teak wood including ISI marked anodized aluminium butt hinges with necessary screws | Sqm | 5900.49
Wood and PVC Work | 9.16.2.2 | Providing and fixing 25 mm thick shutters for cup board etc — Glazed shutters | Second class teak wood including ISI marked nickel plated bright finished M.S. piano hinges with necessary screws | Sqm | 5952.97
Wood and PVC Work | 9.17.1 | Providing and fixing flat pressed 3 layer particle board medium density exterior grade (Grade I) or graded wood particle board IS: 3087 marked, to frame, backing or studding with screws etc. complete (Frames, backing or studding to be paid separately) | 12 mm thick | Sqm | 753.1
Wood and PVC Work | 9.17.2 | Providing and fixing flat pressed 3 layer particle board medium density exterior grade (Grade I) or graded wood particle board IS: 3087 marked, to frame, backing or studding with screws etc. complete (Frames, backing or studding to be paid separately) | 18 mm thick | Sqm | 1150.34
Wood and PVC Work | 9.18.1 | Providing and fixing Pre-laminated flat pressed 3 layer (medium density) particle board or graded wood particle board IS: 3087 marked, with one side decorative and other side balancing lamination Grade I, Type II exterior grade IS: 12823 marked, in shelves with screws and fittings wherever required, edges to be painted with polyurethane primer (fittings to be paid separately) | 18 mm thick | Sqm | 1283.3
Wood and PVC Work | 9.18.2 | Providing and fixing Pre-laminated flat pressed 3 layer (medium density) particle board or graded wood particle board IS: 3087 marked, with one side decorative and other side balancing lamination Grade I, Type II exterior grade IS: 12823 marked, in shelves with screws and fittings wherever required, edges to be painted with polyurethane primer (fittings to be paid separately) | 25 mm thick | Sqm | 1765.74
Wood and PVC Work | 9.21.1 | Providing and fixing ISI marked flush door shutters conforming to IS: 2202 (Part I) non-decorative type, core of block board construction with frame of 1st class hard wood and well matched commercial 3 ply veneering with vertical grains or cross bands and face veneers on both faces of shutters | 35 mm thick including ISI marked Stainless Steel butt hinges with necessary screws | Sqm | 2798.4
Wood and PVC Work | 9.21.2 | Providing and fixing ISI marked flush door shutters conforming to IS: 2202 (Part I) non-decorative type, core of block board construction with frame of 1st class hard wood and well matched commercial 3 ply veneering with vertical grains or cross bands and face veneers on both faces of shutters | 30 mm thick including ISI marked Stainless Steel butt hinges with necessary screws | Sqm | 2717.31
Wood and PVC Work | 9.21.3 | Providing and fixing ISI marked flush door shutters conforming to IS: 2202 (Part I) non-decorative type, core of block board construction with frame of 1st class hard wood and well matched commercial 3 ply veneering with vertical grains or cross bands and face veneers on both faces of shutters | 25 mm thick (for cupboard) including ISI marked nickel plated bright finished M.S. piano hinges with necessary screws | Sqm | 2610.29
Wood and PVC Work | 9.22.1 | Extra for Providing and fixing flush doors with decorative veneering instead of non decorative ISI marked flush door shutters conforming to IS: 2202 (Part I) | On one side only | Sqm | 594.66
Wood and PVC Work | 9.23 | Extra for providing lipping with 2nd class teak wood battens 25 mm minimum depth on all edges of flush door shutters (over all area of door shutter to be measured) |  | Sqm | 507.88
Wood and PVC Work | 9.24.1 | Extra for providing vision panel not exceeding 0.1 sqm in all type of flush doors (cost of glass excluded) (overall area of door shutter to be measured) | Rectangular or square | Sqm | 246.12
Wood and PVC Work | 9.24.2 | Extra for providing vision panel not exceeding 0.1 sqm in all type of flush doors (cost of glass excluded) (overall area of door shutter to be measured) | Circular | Sqm | 246.12
Wood and PVC Work | 9.25.1 | Extra if louvers (not exceeding 0.2 sqm) are provided in flush door shutters (overall area of door shutters to be measured) | Decorative type door | Sqm | 492.23
Wood and PVC Work | 9.26 | Extra for cutting rebate in flush door shutters (Total area of the shutter to be measured) |  | Sqm | 136.57
Wood and PVC Work | 9.27.1.1.1 | Providing and fixing wire gauge shutters using galvanized M.S. wire gauge of average width of aperture 1.4 mm in both directions with wire of dia 0.63 mm, for doors, windows and clerestory windows with hinges and necessary screws — 35 mm thick shutters — with ISI marked M.S. pressed butt hinges bright finished of required size | Second class teak wood | Sqm | 6438.8
Wood and PVC Work | 9.27.1.1.2 | Providing and fixing wire gauge shutters using galvanized M.S. wire gauge of average width of aperture 1.4 mm in both directions with wire of dia 0.63 mm, for doors, windows and clerestory windows with hinges and necessary screws — 35 mm thick shutters — with ISI marked M.S. pressed butt hinges bright finished of required size | Kiln seasoned and chemically treated hollock wood | Sqm | 3741.82
Wood and PVC Work | 9.27.1.1.3 | Providing and fixing wire gauge shutters using galvanized M.S. wire gauge of average width of aperture 1.4 mm in both directions with wire of dia 0.63 mm, for doors, windows and clerestory windows with hinges and necessary screws — 35 mm thick shutters — with ISI marked M.S. pressed butt hinges bright finished of required size | Kiln seasoned selected class of sheesham wood | Sqm | 5981.98
Wood and PVC Work | 9.27.1.2.1 | Providing and fixing wire gauge shutters using galvanized M.S. wire gauge of average width of aperture 1.4 mm in both directions with wire of dia 0.63 mm, for doors, windows and clerestory windows with hinges and necessary screws — 35 mm thick shutters — With ISI marked stainless steel butt hinges of required size | Second class teak wood | Sqm | 6591.22
Wood and PVC Work | 9.27.1.2.2 | Providing and fixing wire gauge shutters using galvanized M.S. wire gauge of average width of aperture 1.4 mm in both directions with wire of dia 0.63 mm, for doors, windows and clerestory windows with hinges and necessary screws — 35 mm thick shutters — With ISI marked stainless steel butt hinges of required size | Kiln seasoned and chemically treated hollock wood | Sqm | 3894.24
Wood and PVC Work | 9.27.1.2.3 | Providing and fixing wire gauge shutters using galvanized M.S. wire gauge of average width of aperture 1.4 mm in both directions with wire of dia 0.63 mm, for doors, windows and clerestory windows with hinges and necessary screws — 35 mm thick shutters — With ISI marked stainless steel butt hinges of required size | Kiln seasoned selected class of sheesham wood | Sqm | 6134.4
Wood and PVC Work | 9.27.1.2.4 | Providing and fixing wire gauge shutters using galvanized M.S. wire gauge of average width of aperture 1.4 mm in both directions with wire of dia 0.63 mm, for doors, windows and clerestory windows with hinges and necessary screws — 35 mm thick shutters — With ISI marked stainless steel butt hinges of required size | First class kail wood | Sqm | 3951.58
Wood and PVC Work | 9.27.1.2.5 | Providing and fixing wire gauge shutters using galvanized M.S. wire gauge of average width of aperture 1.4 mm in both directions with wire of dia 0.63 mm, for doors, windows and clerestory windows with hinges and necessary screws — 35 mm thick shutters — With ISI marked stainless steel butt hinges of required size | Second class kail wood | Sqm | 4224.47
Wood and PVC Work | 9.27.2.1.1 | Providing and fixing wire gauge shutters using galvanized M.S. wire gauge of average width of aperture 1.4 mm in both directions with wire of dia 0.63 mm, for doors, windows and clerestory windows with hinges and necessary screws — 30 mm thick shutters — with ISI marked M.S. pressed butt hinges bright finished of required size | Second class teak wood | Sqm | 5680.3
Wood and PVC Work | 9.27.2.1.2 | Providing and fixing wire gauge shutters using galvanized M.S. wire gauge of average width of aperture 1.4 mm in both directions with wire of dia 0.63 mm, for doors, windows and clerestory windows with hinges and necessary screws — 30 mm thick shutters — with ISI marked M.S. pressed butt hinges bright finished of required size | Kiln seasoned and chemically treated hollock wood | Sqm | 3371.6
Wood and PVC Work | 9.27.2.1.3 | Providing and fixing wire gauge shutters using galvanized M.S. wire gauge of average width of aperture 1.4 mm in both directions with wire of dia 0.63 mm, for doors, windows and clerestory windows with hinges and necessary screws — 30 mm thick shutters — with ISI marked M.S. pressed butt hinges bright finished of required size | Kiln seasoned selected class of sheesham wood | Sqm | 5289.24
Wood and PVC Work | 9.27.2.2.1 | Providing and fixing wire gauge shutters using galvanized M.S. wire gauge of average width of aperture 1.4 mm in both directions with wire of dia 0.63 mm, for doors, windows and clerestory windows with hinges and necessary screws — 30 mm thick shutters — With ISI marked stainless steel butt hinges of required size | Second class teak wood | Sqm | 5832.72
Wood and PVC Work | 9.27.2.2.2 | Providing and fixing wire gauge shutters using galvanized M.S. wire gauge of average width of aperture 1.4 mm in both directions with wire of dia 0.63 mm, for doors, windows and clerestory windows with hinges and necessary screws — 30 mm thick shutters — With ISI marked stainless steel butt hinges of required size | Kiln seasoned and chemically treated hollock wood | Sqm | 3524.02
Wood and PVC Work | 9.27.2.2.3 | Providing and fixing wire gauge shutters using galvanized M.S. wire gauge of average width of aperture 1.4 mm in both directions with wire of dia 0.63 mm, for doors, windows and clerestory windows with hinges and necessary screws — 30 mm thick shutters — With ISI marked stainless steel butt hinges of required size | Kiln seasoned selected class of sheesham wood | Sqm | 5441.66
Wood and PVC Work | 9.31.1 | Providing and fixing wire gauge laminated veneer lumber shutters conforming to IS: 14616, and as per TADS 15:2001 (Part B) using galvanised wire gauge with average width of aperture 1.4 mm in both directions with wire of dia 0.63 mm as per IS:1568, for doors, windows and clerestory windows fixing with butt hinges of required size with necessary screws, as per directions of Engineer- in-charge: (Note:- Butt hinges and necessary screws shall be paid separately) | 35 mm thick shutters | Sqm | 3272.05
Wood and PVC Work | 9.31.2 | Providing and fixing wire gauge laminated veneer lumber shutters conforming to IS: 14616, and as per TADS 15:2001 (Part B) using galvanised wire gauge with average width of aperture 1.4 mm in both directions with wire of dia 0.63 mm as per IS:1568, for doors, windows and clerestory windows fixing with butt hinges of required size with necessary screws, as per directions of Engineer- in-charge: (Note:- Butt hinges and necessary screws shall be paid separately) | 30 mm thick shutters | Sqm | 2849.53
Wood and PVC Work | 9.40.1.1 | Providing and fixing wooden moulded beading to door and window frames with iron screws, plugs and priming coat on unexposed surface etc. complete — 2nd class teak wood | 50x12 mm | Metre | 270.91
Wood and PVC Work | 9.40.1.2 | Providing and fixing wooden moulded beading to door and window frames with iron screws, plugs and priming coat on unexposed surface etc. complete — 2nd class teak wood | 50 x 20 mm | Metre | 352.42
Wood and PVC Work | 9.40.2.1 | Providing and fixing wooden moulded beading to door and window frames with iron screws, plugs and priming coat on unexposed surface etc. complete — Kiln seasoned and chemically treated hollock wood | 50x12 mm | Metre | 195.66
Wood and PVC Work | 9.40.2.2 | Providing and fixing wooden moulded beading to door and window frames with iron screws, plugs and priming coat on unexposed surface etc. complete — Kiln seasoned and chemically treated hollock wood | 50x20 mm | Metre | 226.99
Wood and PVC Work | 9.41.1 | Providing and fixing plain jaffri of 35x10 mm laths placed 35 mm apart (frames to be paid separately), including fixing 50x12 mm beading complete with | Second class teak wood | Sqm | 3930.27
Wood and PVC Work | 9.42 | Providing and fixing 18 mm thick, 150 mm wide pelmet of flat pressed 3 layer or graded wood particle board medium density grade I, IS: 3087 marked, including top cover of 6 mm commercial ply wood conforming to IS: 303 BWR grade, nickel plated M.S. pipe 20 mm dia (heavy type) curtain rod with nickel plated brackets, including fixing with 25x3 mm M.S. flat 10 cm long fixed to pelmet with hollock wood cleats of size 100 mm x 40 mm x 40 mm on both inner side of pelmet and rawl plugs 75 mm long etc. all complete |  | Metre | 653.03
Wood and PVC Work | 9.43 | Providing and fixing 18 mm thick, 150 mm wide pelmet of coir veneer board ISI marked IS: 14842, including top cover of 6 mm coir veneer board, nickle plated M.S. Pipe 20 mm dia. (heavy type) curtain rod with nickel plated brackets, including fixing with 25x3 mm M.S. Flat 10 cm long fixed to pelmet with hollock wood cleats of size 100 mm x 40 mm x 40 mm on both inner side of pelmet and rawl plugs 75 mm long etc. all complete |  | Metre | 757.75
Wood and PVC Work | 9.44.1 | Extra for using veneered particle board conforming to IS 3097 Grade I, in item of pelmet 18mm thick 150mm wide | Non decorative veneer on both sides | Metre | 43.02
Wood and PVC Work | 9.44.2 | Extra for using veneered particle board conforming to IS 3097 Grade I, in item of pelmet 18mm thick 150mm wide | Particle board with decorative veneering on both sides | Metre | 135.44
Wood and PVC Work | 9.45 | Providing and fixing teak wood lipping of size 25x3 mm in pelmet |  | Metre | 82.69
Wood and PVC Work | 9.46.1 | Providing and fixing chromium plated brass curtain rod having wall thickness of 1.25mm with two chromium plated brass brackets fixed with C.P. brass screws and PVC sleeves etc., wherever necessary complete | 12 mm dia | Metre | 389.5
Wood and PVC Work | 9.46.2 | Providing and fixing chromium plated brass curtain rod having wall thickness of 1.25mm with two chromium plated brass brackets fixed with C.P. brass screws and PVC sleeves etc., wherever necessary complete | 20 mm dia | Metre | 526.07
Wood and PVC Work | 9.46.3 | Providing and fixing chromium plated brass curtain rod having wall thickness of 1.25mm with two chromium plated brass brackets fixed with C.P. brass screws and PVC sleeves etc., wherever necessary complete | 25 mm dia | Metre | 678.29
Wood and PVC Work | 9.47.1 | Providing and fixing nickel plated M.S. pipe curtain rods with nickel plated brackets | 20 mm dia (heavy type) | Metre | 207.25
Wood and PVC Work | 9.47.2 | Providing and fixing nickel plated M.S. pipe curtain rods with nickel plated brackets | 25 mm dia (heavy type) | Metre | 227.6
Wood and PVC Work | 9.48.1 | Providing and fixing M.S. grills of required pattern in frames of windows etc. with M.S. flats, square or round bars etc. including priming coat with approved steel primer all complete | Fixed to steel windows by welding | KG | 220.9
Wood and PVC Work | 9.48.2 | Providing and fixing M.S. grills of required pattern in frames of windows etc. with M.S. flats, square or round bars etc. including priming coat with approved steel primer all complete | Fixed to openings /wooden frames with rawl plugs screws etc | KG | 242.66
Wood and PVC Work | 9.49 | Providing and fixing expanded metal 20x60 mm strands 3.25 mm wide and 1.6mm thick for windows etc. including 62 x19 mm beading of II nd class teak wood and priming coat with approved steel primer all complete |  | Sqm | 1859.41
Wood and PVC Work | 9.50 | Providing and fixing hard drawn steel wire fabric 75x25 mm mesh of weight not less than 7.75 Kg per sqm to window frames etc. including 62x19 mm beading of second class teak wood and priming coat with approved steel primer all complete |  | Sqm | 2787.76
Wood and PVC Work | 9.52 | Deduct for fixing 75x25 mm hard drawn steel wire fabric of weight not less than 7.75 Kg per sqm in panelled and glazed door and window shutter instead of glass sheet 4 mm thick |  | Sqm | 220.51
Wood and PVC Work | 9.53 | Providing 40x5 mm flat iron hold fast 40 cm long including fixing to frame with 10 mm diaMetre bolts, nuts and wooden plugs and embedding in cement concrete block 30x10x15cm 1:3:6 mix (1 cement: 3 coarse sand: 6 graded stone aggregate 20mm nominal size) |  | Each | 256.24
Wood and PVC Work | 9.54.1 | Providing beams including hoisting, fixing in position and applying wood preservative for the unexposed surfaces, etc. complete with | Sal wood | Cum | 151762.1
Wood and PVC Work | 9.54.2 | Providing beams including hoisting, fixing in position and applying wood preservative for the unexposed surfaces, etc. complete with | Hollock wood | Cum | 75905.74
Wood and PVC Work | 9.55.1 | Providing and fixing ISI marked M.S. pressed butt hinges bright finished with necessary screws etc. complete | 125x65x2.12 mm | Each | 65.25
Wood and PVC Work | 9.55.2 | Providing and fixing ISI marked M.S. pressed butt hinges bright finished with necessary screws etc. complete | 100x58x1.90 mm | Each | 52.11
Wood and PVC Work | 9.55.3 | Providing and fixing ISI marked M.S. pressed butt hinges bright finished with necessary screws etc. complete | 75x47x1.70 mm | Each | 41.65
Wood and PVC Work | 9.55.4 | Providing and fixing ISI marked M.S. pressed butt hinges bright finished with necessary screws etc. complete | 50x37x1.50 mm | Each | 21.81
Wood and PVC Work | 9.56.1 | Providing and fixing ISI marked, IS: 1341, M.S. heavy weight butt hinges with necessary screws etc. complete | 125x90x4.00 mm | Each | 73.22
Wood and PVC Work | 9.56.2 | Providing and fixing ISI marked, IS: 1341, M.S. heavy weight butt hinges with necessary screws etc. complete | 100x75x3.50 mm | Each | 63.34
Wood and PVC Work | 9.56.3 | Providing and fixing ISI marked, IS: 1341, M.S. heavy weight butt hinges with necessary screws etc. complete | 75x60x3.10 mm | Each | 47.77
Wood and PVC Work | 9.56.4 | Providing and fixing ISI marked, IS: 1341, M.S. heavy weight butt hinges with necessary screws etc. complete | 50x40x2.50 mm | Each | 26.5
Wood and PVC Work | 9.57.1 | Providing and fixing ISI marked oxidised M.S. pressed butt hinges with necessary screws etc. complete | 125x65x2.12 mm | Each | 62.87
Wood and PVC Work | 9.57.2 | Providing and fixing ISI marked oxidised M.S. pressed butt hinges with necessary screws etc. complete | 100x58x1.90 mm | Each | 54.61
Wood and PVC Work | 9.57.3 | Providing and fixing ISI marked oxidised M.S. pressed butt hinges with necessary screws etc. complete | 75x47x1.70 mm | Each | 44.12
Wood and PVC Work | 9.57.4 | Providing and fixing ISI marked oxidised M.S. pressed butt hinges with necessary screws etc. complete | 50x37x1.50 mm | Each | 23.6
Wood and PVC Work | 9.58.1 | Providing and fixing ISI marked oxidised M.S. pressed Parliamentary hinges with necessary screws etc.complete | 150x125x27x2.80 mm | Each | 101.24
Wood and PVC Work | 9.58.2 | Providing and fixing ISI marked oxidised M.S. pressed Parliamentary hinges with necessary screws etc.complete | 125x125x27x2.80 mm | Each | 95.26
Wood and PVC Work | 9.58.3 | Providing and fixing ISI marked oxidised M.S. pressed Parliamentary hinges with necessary screws etc.complete | 100x125x27x2.80 mm | Each | 86.87
Wood and PVC Work | 9.58.4 | Providing and fixing ISI marked oxidised M.S. pressed Parliamentary hinges with necessary screws etc.complete | 75x100x20x2.24 mm | Each | 74.04
Wood and PVC Work | 9.59.1 | Providing and fixing ISI marked oxidised M.S. single acting spring hinges with necessary screws etc.complete | 150 mm | Each | 350.38
Wood and PVC Work | 9.59.2 | Providing and fixing ISI marked oxidised M.S. single acting spring hinges with necessary screws etc.complete | 125 mm | Each | 316.24
Wood and PVC Work | 9.59.3 | Providing and fixing ISI marked oxidised M.S. single acting spring hinges with necessary screws etc.complete | 100 mm | Each | 277.32
Wood and PVC Work | 9.60.1 | Providing and fixing oxidised M.S. double acting spring hinges with necessary screws etc. complete | 150 mm | Each | 384.53
Wood and PVC Work | 9.60.2 | Providing and fixing oxidised M.S. double acting spring hinges with necessary screws etc. complete | 125 mm | Each | 350.38
Wood and PVC Work | 9.60.3 | Providing and fixing oxidised M.S. double acting spring hinges with necessary screws etc. complete | 100 mm | Each | 314.3
Wood and PVC Work | 9.61.1 | Providing M.S. Piano hinges ISI marked IS: 3818 finished with nickel plating and fixing with necessary screws etc., complete | Overall width 35 mm | Metre | 362.57
Wood and PVC Work | 9.61.2 | Providing M.S. Piano hinges ISI marked IS: 3818 finished with nickel plating and fixing with necessary screws etc., complete | Overall width 50 mm | Metre | 361.14
Wood and PVC Work | 9.61.3 | Providing M.S. Piano hinges ISI marked IS: 3818 finished with nickel plating and fixing with necessary screws etc., complete | Overall width 65 mm | Metre | 382.48
Wood and PVC Work | 9.62.1 | Providing and fixing ISI marked oxidised M.S. sliding door bolts with nuts and screws etc. complete | 300x16 mm | Each | 280.74
Wood and PVC Work | 9.62.2 | Providing and fixing ISI marked oxidised M.S. sliding door bolts with nuts and screws etc. complete | 250x16 mm | Each | 260.74
Wood and PVC Work | 9.63.1 | Providing and fixing ISI marked oxidised M.S. tower bolt black finish, (Barrel type) with necessary screws etc. complete | 250x10 mm | Each | 108.98
Wood and PVC Work | 9.63.2 | Providing and fixing ISI marked oxidised M.S. tower bolt black finish, (Barrel type) with necessary screws etc. complete | 200x10 mm | Each | 93.8
Wood and PVC Work | 9.63.3 | Providing and fixing ISI marked oxidised M.S. tower bolt black finish, (Barrel type) with necessary screws etc. complete | 150x10 mm | Each | 78.97
Wood and PVC Work | 9.63.4 | Providing and fixing ISI marked oxidised M.S. tower bolt black finish, (Barrel type) with necessary screws etc. complete | 100x10 mm | Each | 59.48
Wood and PVC Work | 9.64 | Providing and fixing ISI marked 85x42 mm oxidised M.S. pull bolt lock conforming to IS: 7534 with necessary screws bolts, nut and washers etc. complete |  | Each | 143.69
Wood and PVC Work | 9.65.1 | Providing and fixing ISi marked oxidised M.S. door latches conforming to IS:5930 with screws etc. complete | 300x20x6 mm | Each | 125.53
Wood and PVC Work | 9.65.2 | Providing and fixing ISi marked oxidised M.S. door latches conforming to IS:5930 with screws etc. complete | 250x20x6 mm | Each | 99.93
Wood and PVC Work | 9.66.1 | Providing and fixing ISI marked oxidised M.S. handles conforming to IS:4992 with necessary screws etc.complete | 125 mm | Each | 54.19
Wood and PVC Work | 9.66.2 | Providing and fixing ISI marked oxidised M.S. handles conforming to IS:4992 with necessary screws etc.complete | 100 mm | Each | 42.45
Wood and PVC Work | 9.66.3 | Providing and fixing ISI marked oxidised M.S. handles conforming to IS:4992 with necessary screws etc.complete | 75 mm | Each | 36.76
Wood and PVC Work | 9.67.1 | Providing and fixing oxidised M.S. hasp and staple (safety type) conforming to IS: 363 with necessary screws etc. complete | 150 mm | Each | 41.94
Wood and PVC Work | 9.67.2 | Providing and fixing oxidised M.S. hasp and staple (safety type) conforming to IS: 363 with necessary screws etc. complete | 115 mm | Each | 37.02
Wood and PVC Work | 9.67.3 | Providing and fixing oxidised M.S. hasp and staple (safety type) conforming to IS: 363 with necessary screws etc. complete | 90 mm | Each | 31.33
Wood and PVC Work | 9.68.1 | Providing and fixing oxidised M.S. casement stays (straight peg type) with necessary screws etc.complete | 300 mm weighing not less than 200 grams | Each | 86.91
Wood and PVC Work | 9.68.2 | Providing and fixing oxidised M.S. casement stays (straight peg type) with necessary screws etc.complete | 250 mm weighing not less than 150 grams | Each | 78.23
Wood and PVC Work | 9.68.3 | Providing and fixing oxidised M.S. casement stays (straight peg type) with necessary screws etc.complete | 200 mm weighing not less than 120 grams | Each | 62.58
Wood and PVC Work | 9.69 | Providing and fixing oxidised M.S. Safety chain with necessary fixtures for doors, (weighting not less |  | Each | 115.82
Wood and PVC Work | 9.70.1 | Providing and fixing IS: 12817 marked stainless steel butt hinges with stainless steel screws etc | 125x64x1.90 mm | Each | 111.69
Wood and PVC Work | 9.70.2 | Providing and fixing IS: 12817 marked stainless steel butt hinges with stainless steel screws etc | 100X58X1.90 mm | Each | 100.73
Wood and PVC Work | 9.70.3 | Providing and fixing IS: 12817 marked stainless steel butt hinges with stainless steel screws etc | 75x47x1.80 mm | Each | 75.02
Wood and PVC Work | 9.70.4 | Providing and fixing IS: 12817 marked stainless steel butt hinges with stainless steel screws etc | 50x37x1.50 mm | Each | 42.89
Wood and PVC Work | 9.71.1 | Providing and fixing IS: 12817 marked stainless steel butt hinges (heavy weight) with stainless steel screws etc. complete | 125x64x2.50 mm | Each | 121.86
Wood and PVC Work | 9.71.2 | Providing and fixing IS: 12817 marked stainless steel butt hinges (heavy weight) with stainless steel screws etc. complete | 100x60x2.50 mm | Each | 99.95
Wood and PVC Work | 9.71.3 | Providing and fixing IS: 12817 marked stainless steel butt hinges (heavy weight) with stainless steel screws etc. complete | 75x50x2.50 mm | Each | 82.85
Wood and PVC Work | 9.72.1 | Providing and fixing bright finished brass butt hinges with necessary screws etc. complete | 125x85x5.5 mm (heavy type) | Each | 316.47
Wood and PVC Work | 9.72.2 | Providing and fixing bright finished brass butt hinges with necessary screws etc. complete | 125x70x4 mm (ordinary type) | Each | 216.6
Wood and PVC Work | 9.72.3 | Providing and fixing bright finished brass butt hinges with necessary screws etc. complete | 100x85x5.5 mm (heavy type) | Each | 236.65
Wood and PVC Work | 9.72.4 | Providing and fixing bright finished brass butt hinges with necessary screws etc. complete | 100x70x4 mm (ordinary type) | Each | 165.66
Wood and PVC Work | 9.72.5 | Providing and fixing bright finished brass butt hinges with necessary screws etc. complete | 75x65x4 mm (heavy type) | Each | 197.35
Wood and PVC Work | 9.72.6 | Providing and fixing bright finished brass butt hinges with necessary screws etc. complete | 75x40x2.5 mm (ordinary type) | Each | 112.71
Wood and PVC Work | 9.72.7 | Providing and fixing bright finished brass butt hinges with necessary screws etc. complete | 50x40x2.5 mm (ordinary type) | Each | 48.06
Wood and PVC Work | 9.73.1 | Providing and fixing bright finished brass parliamentary hinges with necessary screws etc. complete | 150x125x27x5 mm | Each | 539.78
Wood and PVC Work | 9.73.2 | Providing and fixing bright finished brass parliamentary hinges with necessary screws etc. complete | 125x125x27x5 mm | Each | 482.16
Wood and PVC Work | 9.73.3 | Providing and fixing bright finished brass parliamentary hinges with necessary screws etc. complete | 100x125x27x5 mm | Each | 443.18
Wood and PVC Work | 9.73.4 | Providing and fixing bright finished brass parliamentary hinges with necessary screws etc. complete | 75x100x20x3.2 mm | Each | 383.55
Wood and PVC Work | 9.74.1 | Providing and fixing bright finished brass tower bolts (barrel type) with necessary screws etc. complete | 250x10 mm | Each | 473.57
Wood and PVC Work | 9.74.2 | Providing and fixing bright finished brass tower bolts (barrel type) with necessary screws etc. complete | 200x10 mm | Each | 379.9
Wood and PVC Work | 9.74.3 | Providing and fixing bright finished brass tower bolts (barrel type) with necessary screws etc. complete | 150x10 mm | Each | 294.54
Wood and PVC Work | 9.74.4 | Providing and fixing bright finished brass tower bolts (barrel type) with necessary screws etc. complete | 100x10 mm | Each | 204.43
Wood and PVC Work | 9.75.1 | Providing and fixing bright finished brass door latch with necessary screws etc. complete | 300x16x5 mm | Each | 370.49
Wood and PVC Work | 9.75.2 | Providing and fixing bright finished brass door latch with necessary screws etc. complete | 250x16x5 mm | Each | 363.38
Wood and PVC Work | 9.76 | Providing and fixing bright finished brass 100 mm mortice latch and lock with 6 levers and a pair of leverhandles of approved quality with necessary screws etc. complete |  | Each | 975.67
Wood and PVC Work | 9.77 | Providing and fixing bright finished brass 100 mm mortice latch with one dead bolt and a pair of lever handles of approved quality with necessary screws etc. complete |  | Each | 751.38
Wood and PVC Work | 9.78 | Providing and fixing bright finished brass night latch of approved quality including necessary screws etc.complete |  | Each | 1348.4
Wood and PVC Work | 9.79.1 | Providing and fixing special quality bright finished brass cupboard or ward robe locks with four levers of approved quality including necessary screws etc. complete | 40 mm | Each | 519.01
Wood and PVC Work | 9.79.2 | Providing and fixing special quality bright finished brass cupboard or ward robe locks with four levers of approved quality including necessary screws etc. complete | 50 mm | Each | 536.08
Wood and PVC Work | 9.79.3 | Providing and fixing special quality bright finished brass cupboard or ward robe locks with four levers of approved quality including necessary screws etc. complete | 65 mm | Each | 602.94
Wood and PVC Work | 9.79.4 | Providing and fixing special quality bright finished brass cupboard or ward robe locks with four levers of approved quality including necessary screws etc. complete | 75 mm | Each | 628.55
Wood and PVC Work | 9.80 | Providing and fixing 50 mm bright finished brass cup board or wardrobe knob of approved quality with |  | Each | 87.14
Wood and PVC Work | 9.81.1 | Providing and fixing bright finished brass handles with screws etc. complete | 125 mm | Each | 295.72
Wood and PVC Work | 9.81.2 | Providing and fixing bright finished brass handles with screws etc. complete | 100 mm | Each | 277.94
Wood and PVC Work | 9.81.3 | Providing and fixing bright finished brass handles with screws etc. complete | 75 mm | Each | 218.19
Wood and PVC Work | 9.82 | Providing and fixing bright finished brass hanging type floor door stopper with necessary screws, etc.complete |  | Each | 184.67
Wood and PVC Work | 9.83 | Providing and fixing aluminium die cast body tubular type universal hydraulic door closer (having brand logo with ISI, IS: 3564, embossed on the body, door weight upto 35 kg and door width upto 700 mm),with necessary accessories and screws etc. complete |  | Each | 2058.58
Wood and PVC Work | 9.84 | Providing and fixing aluminium extruded section brand logo with ISi, IS: 3564, embossed on the body, door weight upto 36 kg to 80 kg and door body tubular type universal hydraulic door closer width from 701 mm to 1000 mm), with double speed adjustment with necessary accessories and screws etc. complete |  | Each | 1105.82
Wood and PVC Work | 9.85 | Providing and fixing bright finished brass casement window fastener with necessary screws etc.complete |  | Each | 96.65
Wood and PVC Work | 9.86.1 | Providing and fixing bright finished brass casement stays (straight peg type) with necessary screws etc.complete | 300 mm weighing not less than 330 gms | Each | 277.22
Wood and PVC Work | 9.86.2 | Providing and fixing bright finished brass casement stays (straight peg type) with necessary screws etc.complete | 250 mm weighing not less than 280 gms | Each | 189.13
Wood and PVC Work | 9.86.3 | Providing and fixing bright finished brass casement stays (straight peg type) with necessary screws etc.complete | 200 mm weighing not less than 240 gms | Each | 189.13
Wood and PVC Work | 9.87.1 | Providing and fixing bright finished brass hasp and staple (safety type) with necessary screws etc. complete | 150 mm | Each | 168.39
Wood and PVC Work | 9.87.2 | Providing and fixing bright finished brass hasp and staple (safety type) with necessary screws etc. complete | 115 mm | Each | 150.96
Wood and PVC Work | 9.87.3 | Providing and fixing bright finished brass hasp and staple (safety type) with necessary screws etc. complete | 90 mm | Each | 134.03
Wood and PVC Work | 9.88 | Providing and fixing chromium plated brass 100 mm mortice latch and lock with 6 levers and a pair of lever handles of approved quality with necessary screws etc. complete |  | Each | 1162.04
Wood and PVC Work | 9.89 | Providing and fixing chromium plated brass night latch of approved quality including necessary screws etc. complete |  | Each | 1162.04
Wood and PVC Work | 9.90.1 | Providing and fixing special quality chromium plated brass cupboard locks with six levers of approved quality including necessary screws etc. complete | Size 40 mm | Each | 493.4
Wood and PVC Work | 9.90.2 | Providing and fixing special quality chromium plated brass cupboard locks with six levers of approved quality including necessary screws etc. complete | Size 50mm | Each | 528.96
Wood and PVC Work | 9.90.3 | Providing and fixing special quality chromium plated brass cupboard locks with six levers of approved quality including necessary screws etc. complete | Size 65 mm | Each | 581.6
Wood and PVC Work | 9.90.4 | Providing and fixing special quality chromium plated brass cupboard locks with six levers of approved quality including necessary screws etc. complete | Size 75 mm | Each | 615.75
Wood and PVC Work | 9.91 | Providing and fixing chromium plated brass 50 mm cupboard or wardrobe knobs with nuts complete |  | Each | 172.5
Wood and PVC Work | 9.92.1 | Providing and fixing chromium plated brass handles with necessary screws etc. complete | 125 mm | Each | 338.4
Wood and PVC Work | 9.92.2 | Providing and fixing chromium plated brass handles with necessary screws etc. complete | 100 mm | Each | 303.55
Wood and PVC Work | 9.92.3 | Providing and fixing chromium plated brass handles with necessary screws etc. complete | 75 mm | Each | 260.87
Wood and PVC Work | 9.93 | Providing and fixing chromium plated brass casement window fastener with necessary screws etc.complete |  | Each | 180.25
Wood and PVC Work | 9.94.1 | Providing and fixing chromium plated brass casement stays (straight peg type) with necessary screws etc. complete | 300 mm weighing not less than 330 gms | Each | 289.79
Wood and PVC Work | 9.94.2 | Providing and fixing chromium plated brass casement stays (straight peg type) with necessary screws etc. complete | 250 mm weighing not less than 280 gms | Each | 255.65
Wood and PVC Work | 9.94.3 | Providing and fixing chromium plated brass casement stays (straight peg type) with necessary screws etc. complete | 200 mm weighing not less than 240 gms | Each | 230.04
Wood and PVC Work | 9.95.1 | Providing and fixing ISI marked aluminium butt hinges anodised (anodic coating not less than grade AC 10 as per IS: 1868) transparent or dyed to required colour or shade with necessary screws etc. complete | 125x75x4 mm | Each | 167.38
Wood and PVC Work | 9.95.2 | Providing and fixing ISI marked aluminium butt hinges anodised (anodic coating not less than grade AC 10 as per IS: 1868) transparent or dyed to required colour or shade with necessary screws etc. complete | 125x63x4 mm | Each | 158.99
Wood and PVC Work | 9.95.3 | Providing and fixing ISI marked aluminium butt hinges anodised (anodic coating not less than grade AC 10 as per IS: 1868) transparent or dyed to required colour or shade with necessary screws etc. complete | 100x75x4 mm | Each | 131.33
Wood and PVC Work | 9.95.4 | Providing and fixing ISI marked aluminium butt hinges anodised (anodic coating not less than grade AC 10 as per IS: 1868) transparent or dyed to required colour or shade with necessary screws etc. complete | 100x63x4 mm | Each | 134.28
Wood and PVC Work | 9.95.5 | Providing and fixing ISI marked aluminium butt hinges anodised (anodic coating not less than grade AC 10 as per IS: 1868) transparent or dyed to required colour or shade with necessary screws etc. complete | 100x63x3.2 mm | Each | 134.28
Wood and PVC Work | 9.95.6 | Providing and fixing ISI marked aluminium butt hinges anodised (anodic coating not less than grade AC 10 as per IS: 1868) transparent or dyed to required colour or shade with necessary screws etc. complete | 75x63x4 mm | Each | 109
Wood and PVC Work | 9.95.7 | Providing and fixing ISI marked aluminium butt hinges anodised (anodic coating not less than grade AC 10 as per IS: 1868) transparent or dyed to required colour or shade with necessary screws etc. complete | 75x63x3.2 mm | Each | 91.82
Wood and PVC Work | 9.95.8 | Providing and fixing ISI marked aluminium butt hinges anodised (anodic coating not less than grade AC 10 as per IS: 1868) transparent or dyed to required colour or shade with necessary screws etc. complete | 75x45x3.2 mm | Each | 92.92
Wood and PVC Work | 9.96.1 | Providing and fixing aluminium sliding door bolts, ISI marked anodised (anodic coating not less than grade AC 10 as per IS: 1868), transparent or dyed to required colour or shade, with nuts and screws etc.complete | 300x16 mm | Each | 376.53
Wood and PVC Work | 9.96.2 | Providing and fixing aluminium sliding door bolts, ISI marked anodised (anodic coating not less than grade AC 10 as per IS: 1868), transparent or dyed to required colour or shade, with nuts and screws etc.complete | 250x16 mm | Each | 316.78
Wood and PVC Work | 9.97.1 | Providing and fixing aluminium tower bolts, ISI marked, anodised (anodic coating not less than grade AC 10 as per IS: 1868) transparent or dyed to required colour or shade, with necessary screws etc.complete | 300x10 mm | Each | 157.71
Wood and PVC Work | 9.97.2 | Providing and fixing aluminium tower bolts, ISI marked, anodised (anodic coating not less than grade AC 10 as per IS: 1868) transparent or dyed to required colour or shade, with necessary screws etc.complete | 250x10 mm | Each | 138.22
Wood and PVC Work | 9.97.3 | Providing and fixing aluminium tower bolts, ISI marked, anodised (anodic coating not less than grade AC 10 as per IS: 1868) transparent or dyed to required colour or shade, with necessary screws etc.complete | 200x10 mm | Each | 120.63
Wood and PVC Work | 9.97.4 | Providing and fixing aluminium tower bolts, ISI marked, anodised (anodic coating not less than grade AC 10 as per IS: 1868) transparent or dyed to required colour or shade, with necessary screws etc.complete | 150x10 mm | Each | 106.52
Wood and PVC Work | 9.97.5 | Providing and fixing aluminium tower bolts, ISI marked, anodised (anodic coating not less than grade AC 10 as per IS: 1868) transparent or dyed to required colour or shade, with necessary screws etc.complete | 100x10 mm | Each | 80.6
Wood and PVC Work | 9.98 | Providing and fixing aluminium pull bolt lock, ISI marked, anodised (anodic coating not less than grade AC 10 as per IS: 1868) transparent or dyed to required colour and shade, with necessary screws bolts,nut and washers etc. complete |  | Each | 122.35
Wood and PVC Work | 9.99 | Providing and fixing 50 cm long aluminium kicking plate of size 100x3.15 mm, anodised (anodic coating not less than grade AC 10 as per IS: 1868) transparent or dyed to required colour or shade, with necessary screws etc. complete |  | Each | 300.53
Wood and PVC Work | 9.100.1 | Providing and fixing aluminium handles, ISI marked, anodised (anodic coating not less than grade AC 10 as per IS: 1868) transparent or dyed to required colour or shade, with necessary screws etc. complete | 125 mm | Each | 86.68
Wood and PVC Work | 9.100.2 | Providing and fixing aluminium handles, ISI marked, anodised (anodic coating not less than grade AC 10 as per IS: 1868) transparent or dyed to required colour or shade, with necessary screws etc. complete | 100 mm | Each | 76.08
Wood and PVC Work | 9.100.3 | Providing and fixing aluminium handles, ISI marked, anodised (anodic coating not less than grade AC 10 as per IS: 1868) transparent or dyed to required colour or shade, with necessary screws etc. complete | 75 mm | Each | 66.04
Wood and PVC Work | 9.101.1 | Providing and fixing aluminium hanging floor door stopper, ISI marked, anodised (anodic coating not less than grade AC 10 as per IS: 1868) transparent or dyed to required colour and shade, with necessary screws etc. complete | Single rubber stopper | Each | 71.4
Wood and PVC Work | 9.101.2 | Providing and fixing aluminium hanging floor door stopper, ISI marked, anodised (anodic coating not less than grade AC 10 as per IS: 1868) transparent or dyed to required colour and shade, with necessary screws etc. complete | Twin rubber stopper | Each | 75.81
Wood and PVC Work | 9.102 | Providing and fixing aluminium casement stays, ISI marked, anodised (anodic coating not less than grade AC 10 as per IS: 1868) transparent or dyed to required colour and shade, with necessary screws etc.complete |  | Each | 86.35
Wood and PVC Work | 9.103 | Providing and fixing bright finished brass 100 mm mortice latch and lock, ISI marked, with six levers and a pair of anodised (anodic coating not less than grade AC 10 as per IS: 1868) aluminium lever handles of approved quality with necessary screws etc. complete |  | Each | 875.38
Wood and PVC Work | 9.104 | Providing and fixing aluminium tee channels (heavy duty) with rollers & stop end in pelmets as curtain rod |  | Metre | 199.06
Wood and PVC Work | 9.105.1 | Providing and fixing partition upto ceiling height consisting of G.I. frame and required board, including providing and fixing of frame work made of special section power pressed/ roll form G.I. sheet with zinc coating of 120 gms/sqm (both side inclusive), consisting of floor and ceiling channel 50mm wide having equal flanges of 32 mm and 0.50 mm thick, fixed to the floor and ceiling at the spacing of 610 mm centre to centre with dash fastener of 12.5 mm dia Metre 50 mm length or suitable anchor fastener or metal screws with nylon plugs and the studs 48 mm wide having one flange of 34 mm and other flange 36 mm and 0.50 mm thick fixed vertically within flanges of floor and ceiling channel and placed at a spacing of 610 mm centre to centre by 6 mm dia bolts and nuts, including fixing of studs along both ends of partition fixed flush to wall with suitable anchor fastener or | 75 mm overall thickness partition with 12.5 mm thick double skin fire rated Glass Reinforced Gypsum (GRG) plaster board conforming to IS: 2095: part 3 (Board with BIS certification marks) | Sqm | 2199.56
Wood and PVC Work | 9.105.2 | Providing and fixing partition upto ceiling height consisting of G.I. frame and required board, including providing and fixing of frame work made of special section power pressed/ roll form G.I. sheet with zinc coating of 120 gms/sqm (both side inclusive), consisting of floor and ceiling channel 50mm wide having equal flanges of 32 mm and 0.50 mm thick, fixed to the floor and ceiling at the spacing of 610 mm centre to centre with dash fastener of 12.5 mm dia Metre 50 mm length or suitable anchor fastener or metal screws with nylon plugs and the studs 48 mm wide having one flange of 34 mm and other flange 36 mm and 0.50 mm thick fixed vertically within flanges of floor and ceiling channel and placed at a spacing of 610 mm centre to centre by 6 mm dia bolts and nuts, including fixing of studs along both ends of partition fixed flush to wall with suitable anchor fastener or | 5mm overall thickness partition with 12.5 mm thick double skin tapered edged plain Gypsum plaster 7 board conforming to IS: 2095: (part I): 2011 (Board with BIS certification marks) | Sqm | 2174.51
Wood and PVC Work | 9.105.3 | Providing and fixing partition upto ceiling height consisting of G.I. frame and required board, including providing and fixing of frame work made of special section power pressed/ roll form G.I. sheet with zinc coating of 120 gms/sqm (both side inclusive), consisting of floor and ceiling channel 50mm wide having equal flanges of 32 mm and 0.50 mm thick, fixed to the floor and ceiling at the spacing of 610 mm centre to centre with dash fastener of 12.5 mm dia Metre 50 mm length or suitable anchor fastener or metal screws with nylon plugs and the studs 48 mm wide having one flange of 34 mm and other flange 36 mm and 0.50 mm thick fixed vertically within flanges of floor and ceiling channel and placed at a spacing of 610 mm centre to centre by 6 mm dia bolts and nuts, including fixing of studs along both ends of partition fixed flush to wall with suitable anchor fastener or | 66mm overall thickness Partition with 8mm thick double skin Calcium Silicate Board made with Calcareous & Siliceous materials reinforced with process with Compressive Strength 225 kg/sq.cm, Bending Strength 100 kg./ sq.cmcellulose fiber manufactured through autoclaving | Sqm | 2224.3
Wood and PVC Work | 9.105.4 | Providing and fixing partition upto ceiling height consisting of G.I. frame and required board, including providing and fixing of frame work made of special section power pressed/ roll form G.I. sheet with zinc coating of 120 gms/sqm (both side inclusive), consisting of floor and ceiling channel 50mm wide having equal flanges of 32 mm and 0.50 mm thick, fixed to the floor and ceiling at the spacing of 610 mm centre to centre with dash fastener of 12.5 mm dia Metre 50 mm length or suitable anchor fastener or metal screws with nylon plugs and the studs 48 mm wide having one flange of 34 mm and other flange 36 mm and 0.50 mm thick fixed vertically within flanges of floor and ceiling channel and placed at a spacing of 610 mm centre to centre by 6 mm dia bolts and nuts, including fixing of studs along both ends of partition fixed flush to wall with suitable anchor fastener or | 66mm overall thickness partition using 8mm thick double skin multipurpose cement board reinforced with cellulose fibre manufactured through autoclaving process (High pressure steam cured) as per IS: 14862 with suitable fibre cement screws | Sqm | 2227.15
Wood and PVC Work | 9.105.5 | Providing and fixing partition upto ceiling height consisting of G.I. frame and required board, including providing and fixing of frame work made of special section power pressed/ roll form G.I. sheet with zinc coating of 120 gms/sqm (both side inclusive), consisting of floor and ceiling channel 50mm wide having equal flanges of 32 mm and 0.50 mm thick, fixed to the floor and ceiling at the spacing of 610 mm centre to centre with dash fastener of 12.5 mm dia Metre 50 mm length or suitable anchor fastener or metal screws with nylon plugs and the studs 48 mm wide having one flange of 34 mm and other flange 36 mm and 0.50 mm thick fixed vertically within flanges of floor and ceiling channel and placed at a spacing of 610 mm centre to centre by 6 mm dia bolts and nuts, including fixing of studs along both ends of partition fixed flush to wall with suitable anchor fastener or | 66 mm overall thickness partition using 8 mm thick double skin multipurpose cement bonded wood particle board manufactured as per IS: 14276 with suitable cement bonded board screws | Sqm | 2639.8
Wood and PVC Work | 9.106.1 | Providing and fixing PTMT handles with necessary screws etc. complete | 125x34x24 mm weighing not less than 23 gms | Each | 62.7
Wood and PVC Work | 9.106.2 | Providing and fixing PTMT handles with necessary screws etc. complete | 150x34x24 mm weighing not less than 26 gms | Each | 116.62
Wood and PVC Work | 9.107.1 | Providing and fixing PTMT Butt hinges with necessary screws etc. complete | 75x60x10 mm fitted with 5.5 mm dia M.S. Bright Bar Rod weighing not less than 34 gms | Each | 116.62
Wood and PVC Work | 9.107.2 | Providing and fixing PTMT Butt hinges with necessary screws etc. complete | 100x75x10 mm fitted with 5.5 mm dia MS Bright Bar Rod weighing not less than 53 gms | Each | 144.72
Wood and PVC Work | 9.108.1 | Providing and fixing PTMT Tower Bolts with 12 mm one piece rod inside and necessary screws etc., complete | 152x42x18 mm weighing not less than 60 gms | Each | 125.58
Wood and PVC Work | 9.108.2 | Providing and fixing PTMT Tower Bolts with 12 mm one piece rod inside and necessary screws etc., complete | 202x42x18 mm weighing not less than 78 gms | Each | 164.19
Wood and PVC Work | 9.109 | Providing and fixing PTMT door catcher of length 72 mm and dia. of 42 mm with suitable washers weighing not less than 33 gms |  | Each | 51.63
Wood and PVC Work | 9.110 | Providing and fixing Bamboo jaffery/ fencing consisting of superior quality 25mm dia (Average) half cut bamboo placed vertically and fixed together with three numbers horizontal running members of hollock wood in scantling of section 50X25 mm, fixed with nails and G.I wire on existing support complete as per direction of Engineer-in-charge |  | Sqm | 735.07
Wood and PVC Work | 9.111.1 | Providing and fixing wooden moulded corner beading of triangular shape to the junction of panelling etc.with iron screws, plugs and priming coat on unexposed surface etc. complete 2nd class teak wood | 50x50 mm (base and height) | Metre | 452.26
Wood and PVC Work | 9.112 | Providing and fixing 2nd class teak wood lipping/ moulded beading or taj beading of size 18X5 mm fixed with wooden adhesive of approved quality and screws/nails on the edges of the Pre-laminated particle board as per direction of Engineer-in-charge |  | Metre | 106.16
Wood and PVC Work | 9.113 | Providing and fixing bright finished 100 mm mortice lock with 6 levers without pair of handles of approved quality for aluminium door, with necessary screws etc complete as per direction of Engineer- in- charge |  | Each | 851.36
Wood and PVC Work | 9.114.1 | Providing and fixing magnetic catcher of approved quality in cupboard / ward robe shutters, including fixing with necessary screws etc. complete | Triple strip vertical type | Each | 57.12
Wood and PVC Work | 9.114.2 | Providing and fixing magnetic catcher of approved quality in cupboard / ward robe shutters, including fixing with necessary screws etc. complete | Double strip (horizontal type) | Each | 49.29
Wood and PVC Work | 9.115 | Providing and fixing powder coated telescopic drawer channels 300 mm long with necessary screws etc.complete as per directions of Engineer- in-charge |  | Set | 469.31
Wood and PVC Work | 9.116 | Providing and fixing sliding arrangement in racks/ cupboards/cabinets shutter by with stainless steel rollers to run inside C or E aluminium channel section (The payment of C or E channel shall be made separately) |  | Each | 24.41
Wood and PVC Work | 9.117.1 | Providing and fixing factory made uPVC door frame made of uPVC extruded sections having an overall dimension as below (tolerance ±1 mm), with wall thickness 2.0 mm (± 0.2 mm), corners of the door frameto be Jointed with galvanized brackets and stainless steel screws, joints mitred and Plastic welded. The hinge side vertical of the frames reinforced by galvanized M.S. tube of size 19 X 19 mm and 1mm (± 0.1mm) wall thickness and 3 nos. stainless steel hinges fixed to the frame complete as per manufacturer’s specification and direction of Engineer- in-charge | Extruded section profile size 48x40 mm | Metre | 601.03
Wood and PVC Work | 9.117.2 | Providing and fixing factory made uPVC door frame made of uPVC extruded sections having an overall dimension as below (tolerance ±1 mm), with wall thickness 2.0 mm (± 0.2 mm), corners of the door frameto be Jointed with galvanized brackets and stainless steel screws, joints mitred and Plastic welded. The hinge side vertical of the frames reinforced by galvanized M.S. tube of size 19 X 19 mm and 1mm (± 0.1mm) wall thickness and 3 nos. stainless steel hinges fixed to the frame complete as per manufacturer’s specification and direction of Engineer- in-charge | Extruded section profile size 42x50 mm | Metre | 350.64
Wood and PVC Work | 9.118.1 | Providing and fixing to existing door frames | 24 mm thick factory made PVC door shutters made of styles and rails of a uPVC hollow section of size59x24 mm and wall thickness 2 mm (± 0.2 mm) with inbuilt edging on both sides. The styles and railsmitred and joint at the corners by means of M.S. galvanised/ plastic brackets of size 75x220 mm havingwall thickness 1.0 mm and stainless steel screws. The styles of the shutter reinforced by insertinggalvanised M.S. tube of size 20x20 mm and 1 mm (± 0.1 mm) wall thickness. The lock rail made up of 'H'section, a uPVC hollow section of size 100x24 mm and 2 mm (± 0.2 mm) wall thickness, fixed to theshutter styles by means of plastic/galvanised M.S. 'U' cleats. The shutter frame filled with a uPVC multi-chambered single panel of size not less than 620 mm, having over all thickness of 20 mm and 1 mm (± 0.2mm) wall thickness. The panels filled vertically and tie bar at two places by inserting horizontally 6 mmgalvanised M.S. rod and fastened with nuts and washers, complete as per manufacturer's specificationand direction of Engineer-in-charge. (For W.C. and bathroom door shutter) | Sqm | 3360.08
Wood and PVC Work | 9.118.2 | Providing and fixing to existing door frames | 30 mm thick factory made Polyvinyl Chloride (PVC) door shutter made of styles and rails of a Upvc hollow section of size 60x30 mm and wall thickness 2 mm (± 0.2 mm), with inbuilt decorative moulding edging on one side. The styles and rails mitred and joint at the corners by means of M.S. galvanised/ plastic brackets of size 75x220 mm having wall thickness 1.0 mm and stainless steel screws. The styles of the shutter reinforced by inserting galvanised M.S. tube of size 25x20 mm and 1 mm (± 0.1 mm) wall thickness. The lock rail made up of 'H' section, a uPVC hollow section of size 100x30 mm and 2 mm (± 0.3 thickness. The lock rail made up of 'H' section, a uPVC hollow section of size 100x30 mm and 2 mm (± 0.3 mm) wall thickness fixed to the shutter styles by means of plastic/ galvanised M.S. 'U' cleats. The shutter frame filled with a uPVC multi-chambered single panel of size not less than 620 mm, having over all thickness of 20 mm and 1 mm (± 0.1 mm) wall thickness. The panels filled vertically and tie bar at two places by inserting horizontally 6 mm galvanised M.S. rod and fastened with nuts and washers, complete as per manufacturer's specification and direction of Engineer- in-charge | Sqm | 3494.66
Wood and PVC Work | 9.118.3 | Providing and fixing to existing door frames | 25 mm thick PVC flush door shutters made out of a one piece Multi chamber extruded PVC section of the size of 762 mm X 25 mm or less as per requirement with an average wall thickness of 1 mm (± 0.3 mm).PVC foam end cap of size 23x10 mm are provided on both vertical edges to ensure the overall thickness of 25 mm. M.S. tube having dimensions 19 mm x 19 mm and 1.0 mm (± 0.1 mm) is inserted along the hinge side of the door. Core of the door shutter should be filled with High Density Polyurethane foam.The Top & Bottom edges of the shutter are covered with an end-cap of the size 25 mm X 11 mm. Door shutter shall be reinforced with special polymeric reinforcements as per manufacturer’s specification and direction of Engineer-in-charge to take up necessary hardware and fixtures. Stickers indicating the locations of hardware will be pasted at appropriate places | Sqm | 3709.05
Wood and PVC Work | 9.119 | Providing and fixing factory made P.V.C. door frame of size 50x47 mm with awall thickness of 5 mm,made out of extruded 5mm rigid PVC foam sheet, mitred at corners and joined with 2 Nos of 150 mm long brackets of 15x15 mm M.S. square tube, the vertical door frame profiles to be reinforced with 19x19 mm M.S. square tube of 19 gauge, EPDM rubber gasket weather seal to be provided through out the frame.The door frame to be fixed to the wall using M.S. screws of 65/100 mm size, complete as per manufacturer’s specification and direction of Engineer- in-Charge |  | Metre | 478.28
Wood and PVC Work | 9.120.1 | Providing and fixing factory made panel PVC door shutter consisting of frame made out of M.S. tubes of 19 gauge thickness and size of 19 mm x 19 mm for styles and 15x15 mm for top & bottom rails. M.S.frame shall have a coat of steel primers of approved make and manufacture. M.S. frame covered with 5 mm thick heat moulded PVC 'C' channel of size 30 mm thickness, 70 mm width out of which 50 mm shall be flat and 20 mm shall be tapered in 45 degree angle on both side forming styles and 5 mm thick, 95 mm wide PVC sheet out of which 75mm shall be flat and 20 mm shall be tapered in 45 degree on the inner side to form top and bottom rail and 115 mm wide PVC sheet out of which 75 mm shall be flat and 20 mmshall be tapered on both sides to form lock rail. Top, bottom and lock rails shall be provided both side of the panel. 10 mm (5 mm x 2) thick, 20 mm wide cross PVC sheet be provided as gap insert for top rail & bottom rail, paneling of 5 mm thick both side PVC sheet to be fitted in the M.S. frame welded/ sealed to the styles & rails with 7 mm (5 mm+2 mm) thick x 15 mm wide PVC sheet beading on inner side, and joined together with solvent cement adhesive. An additional 5 mm thick PVC strip of 20 mm width is to be stuck on the interior side of the 'C' Channel using PVC solvent adhesive etc. complete as per direction of Engineer-in-charge, manufacturer's specification & drawing | 30 mm thick plain PVC door shutters | Sqm | 3420.38
Wood and PVC Work | 9.120.2 | Providing and fixing factory made panel PVC door shutter consisting of frame made out of M.S. tubes of 19 gauge thickness and size of 19 mm x 19 mm for styles and 15x15 mm for top & bottom rails. M.S.frame shall have a coat of steel primers of approved make and manufacture. M.S. frame covered with 5 mm thick heat moulded PVC 'C' channel of size 30 mm thickness, 70 mm width out of which 50 mm shall be flat and 20 mm shall be tapered in 45 degree angle on both side forming styles and 5 mm thick, 95 mm wide PVC sheet out of which 75mm shall be flat and 20 mm shall be tapered in 45 degree on the inner side to form top and bottom rail and 115 mm wide PVC sheet out of which 75 mm shall be flat and 20 mmshall be tapered on both sides to form lock rail. Top, bottom and lock rails shall be provided both side of the panel. 10 mm (5 mm x 2) thick, 20 mm wide cross PVC sheet be provided as gap insert for top rail & bottom rail, paneling of 5 mm thick both side PVC sheet to be fitted in the M.S. frame welded/ sealed to the styles & rails with 7 mm (5 mm+2 mm) thick x 15 mm wide PVC sheet beading on inner side, and joined together with solvent cement adhesive. An additional 5 mm thick PVC strip of 20 mm width is to be stuck on the interior side of the 'C' Channel using PVC solvent adhesive etc. complete as per direction of Engineer-in-charge, manufacturer's specification & drawing | 30 mm thick pre laminated PVC door shutters | Sqm | 3958.71
Wood and PVC Work | 9.121 | Providing and fixing Fiber Glass Reinforced plastic (FRP) Door Frames of cross- section 90 mm x 45 mm having single rebate of 32 mm x 15 mm to receive shutter of 30 mm thickness. The laminate shall be moulded with fire resistant grade unsaturated polyester resin and chopped mat. Door frame laminate shall be 2mm thick and shall be filled with suitable wooden block in all the three legs. The frame shall be covered with fiber glass from all sides. M.S. stay shall be provided at the bottom to steady the frame |  | Metre | 878.89
Wood and PVC Work | 9.122.1 | Providing and fixing to existing door frames | 30 mm thick Glass Fibre Reinforced Plastic (FRP) panelled door shutter of required colour and approved brand and manufacture, made with fire - retardant grade unsaturated polyester resin, moulded to 3 mm thick FRP laminate for forming hollow rails and styles, with wooden frame and suitable blocks of seasoned wood inside at required places for fixing of fittings, cast monolithically with 5 mm thick FRP laminate for panels conforming to IS: 14856, including fixing to frames | Sqm | 4387.49
Wood and PVC Work | 9.122.2 | Providing and fixing to existing door frames | 30 mm thick Fiberglass Reinforced Plastic (F.R.P.) flush door shutter in different plain and wood finish made with fire retardant grade unsaturated polyester resin, moulded to 3 mm thick FRP laminate all around, with suitable wooden blocks inside at required places for fixing of fittings and polyurethane foam (PUF)/Polystyrene foam to be used as filler material throughout the hollow panel, casted monolithically with testing paraMetres of F.R.P. laminate conforming to table - 3 of IS: 14856, complete as per direction of Engineer-in-charge | Sqm | 4645.7
Wood and PVC Work | 9.123 | Providing and fixing factory made door frame (single rebate) made out of single piece extruded solid PVC foam profile with homogenous fine cellular structure having smooth outer integral skin having 62 mm width & 32 mm thickness, frame will be mitred & Jointed with self driven self tapping screws of size 38 mm x 4 mm & PVC solvent cement, including fixing the frame to wall with suitable dia & length anchor fastener as per manufacturer's specification and direction of Engineer-in-charge |  | Metre | 603.47
Wood and PVC Work | 9.124.1 | Providing and fixing factory made 30 mm thick door shutter made of solid PVC foam profile. The styles & rails shall be of size 75 mm x 30 mm having wall thickness 5 mm. The styles, top & bottom rails shall have one side wall thickness of 15 mm integrally extruded on the hinge side of the | Non decorative finish | Sqm | 3902.37
Wood and PVC Work | 9.124.2 | Providing and fixing factory made 30 mm thick door shutter made of solid PVC foam profile. The styles & rails shall be of size 75 mm x 30 mm having wall thickness 5 mm. The styles, top & bottom rails shall have one side wall thickness of 15 mm integrally extruded on the hinge side of the | Decorative finish (both side wood grained finish) | Sqm | 4434.44
Wood and PVC Work | 9.125 | Providing and fixing PVC rigid foam sheet 1 mm thick on existing door shutters (bathroom and W.C. doors) using synthetic rubber based adhesive |  | Sqm | 1498.54
Wood and PVC Work | 9.126.1 | Providing and fixing 12 mm thick panelling or panelling and glazing in panelled or panelled and glazed shutters for doors, windows and clerestory windows (area of opening for panel inserts excluding portion nside grooves or rebates to be measured). Panelling for panelled or panelled and glazed shutters 25 mm to 40 mm thick | Marine plywood conforming to IS: 710 | Sqm | 2689.58
Wood and PVC Work | 9.126.2 | Providing and fixing 12 mm thick panelling or panelling and glazing in panelled or panelled and glazed shutters for doors, windows and clerestory windows (area of opening for panel inserts excluding portion nside grooves or rebates to be measured). Panelling for panelled or panelled and glazed shutters 25 mm to 40 mm thick | Fire retardant plywood conforming to IS: 5509 | Sqm | 2864.09
Wood and PVC Work | 9.127.1 | Providing & Fixing decorative high pressure laminated sheet of plain / wood grain in gloss / matt/ suede finish with high density protective surface layer and reverse side of adhesive bonding quality conforming to IS: 2046 Type S, including cost of adhesive of approved quality | 1.5 mm thick | Sqm | 1059.08
Wood and PVC Work | 9.127.2 | Providing & Fixing decorative high pressure laminated sheet of plain / wood grain in gloss / matt/ suede finish with high density protective surface layer and reverse side of adhesive bonding quality conforming to IS: 2046 Type S, including cost of adhesive of approved quality | 1.0 mm thick | Sqm | 911.04
Wood and PVC Work | 9.128 | Providing and fixing factory made Fiberglass Reinforced plastics (F.R.P.) chajja 4 mm thick of requiredcolour, size and design made by Resin Transfer Moulding (RTM) Machine Technology, resulting in void free compact laminate in single piece, having smooth gradual slope curvature for easy drainage of waterand duly reinforced by 2 nos vertically and 1 nos horizontally 50x2 mm thick M.S. flat with 12 mm in built hole for grouting on the existing wall along with the 50 mm flanges duly inserted and sealed in the wall complete in one single piece casted monolithically, including all necessary fittings. The FRP Chajja should be manufactured using unsaturated Polyester resin as per IS: 6746, duly reinforced with fibre glass chopped strand mat (CSM) as per IS: 11551 complete with protective Gel coat U/V coating on Top for complete resistance from the extreme of temperature, weather & sunlight (Only plan area of chajjasshall be measured for making payment) |  | Sqm | 6545.05
Wood and PVC Work | 9.129 | Providing and fixing cup board shutters 25 mm thick, with Pre-laminated flat pressed three layer particle board or graded wood particle board IS: 12823 marked, exterior grade (Grade l Type ll), having one side decorative lamination and other side balancing lamination, including IInd class teak wood lipping of 25 mm wide x12 mm thick with necessary screws and bright finished stainless steel piano hinges, complete as per direction of the Engineer-in-Charge |  | Sqm | 2373.05
Wood and PVC Work | 9.131.1 | Providing and fixing factory made shutters of Pre-laminated particle board flat pressed three layer or graded wood particle board with one side decorative finish and other side balancing lamination conforming to IS: 12823 Grade l Type ll, of approved design, and edges sealed with water resistant paint and lipped with aluminium 'U' type edge beading all- round the shutter, including fixing with angle cleat,grip strip, cadmium plated steel screws, including fixing of aluminium hinges 100x63x4 mm etc. complete as per architectural drawing and direction of Engineer-in-Charge (Cost of 'U' beading and hinges will be paid for separately) | 25 mm thick | Sqm | 1995.63
Wood and PVC Work | 9.132 | Providing and fixing aluminum U beading of required size to Pre-laminated/ flush door shutter, including fixing etc. complete as per direction of Engineerin- charge |  | KG | 675.25
Wood and PVC Work | 9.133.1.1 | Providing and fixing, in position concealed G.I. section for wall paneling using board of required thickness fixed on the 'W' profile (0.55 mm thick) having a knurled web of 51.55 mm and two flanges of 26 mm each with lips of 10.55 mm, placed @ 610 mm C/C in periMetre channel having one flange of 20 mm and another flange of 30 mm with thickness of 0.55 mm and web of length 27 mm. PeriMetre channel is fixed on the floor and the ceiling with the nylon sleeves @ 610 mm C/C with fully threaded self-tapping dry wall screws. Board is fixed to the 'W' profile with 25 mm countersunk ribbed head screws @ 200 mm C/C., all complete as per the drawing & directions of engineer-in-charge, the joints of the boards are finished with specially formulated jointing compound and 48mm wide jointing tape to provide seamless finish — Tapered edge calcium silicate board made with calcareous & siliceous materials reinforced with cellulose fiber manufactured through autoclaving process to give stable crystalline structure with compressive strength 225 kg/ sq.cm, Bending strength 100 kg/sq.cm | 10mm thick | Sqm | 1737.97
Wood and PVC Work | 9.133.2.1 | Providing and fixing, in position concealed G.I. section for wall paneling using board of required thickness fixed on the 'W' profile (0.55 mm thick) having a knurled web of 51.55 mm and two flanges of 26 mm each with lips of 10.55 mm, placed @ 610 mm C/C in periMetre channel having one flange of 20 mm and another flange of 30 mm with thickness of 0.55 mm and web of length 27 mm. PeriMetre channel is fixed on the floor and the ceiling with the nylon sleeves @ 610 mm C/C with fully threaded self-tapping dry wall screws. Board is fixed to the 'W' profile with 25 mm countersunk ribbed head screws @ 200 mm C/C., all complete as per the drawing & directions of engineer-in-charge, the joints of the boards are finished with specially formulated jointing compound and 48mm wide jointing tape to provide seamless finish — Multipurpose cement board reinforced with suitable fibre cement screw | 8 mm thick cement fibre board as per IS: 14862 | Sqm | 1481.24
Wood and PVC Work | 9.133.2.2 | Providing and fixing, in position concealed G.I. section for wall paneling using board of required thickness fixed on the 'W' profile (0.55 mm thick) having a knurled web of 51.55 mm and two flanges of 26 mm each with lips of 10.55 mm, placed @ 610 mm C/C in periMetre channel having one flange of 20 mm and another flange of 30 mm with thickness of 0.55 mm and web of length 27 mm. PeriMetre channel is fixed on the floor and the ceiling with the nylon sleeves @ 610 mm C/C with fully threaded self-tapping dry wall screws. Board is fixed to the 'W' profile with 25 mm countersunk ribbed head screws @ 200 mm C/C., all complete as per the drawing & directions of engineer-in-charge, the joints of the boards are finished with specially formulated jointing compound and 48mm wide jointing tape to provide seamless finish — Multipurpose cement board reinforced with suitable fibre cement screw | 8 mm thick Cement bonded wood particle board as per IS:14276 | Sqm | 1559.51
Wood and PVC Work | 9.133.3.1 | Providing and fixing, in position concealed G.I. section for wall paneling using board of required thickness fixed on the 'W' profile (0.55 mm thick) having a knurled web of 51.55 mm and two flanges of 26 mm each with lips of 10.55 mm, placed @ 610 mm C/C in periMetre channel having one flange of 20 mm and another flange of 30 mm with thickness of 0.55 mm and web of length 27 mm. PeriMetre channel is fixed on the floor and the ceiling with the nylon sleeves @ 610 mm C/C with fully threaded self-tapping dry wall screws. Board is fixed to the 'W' profile with 25 mm countersunk ribbed head screws @ 200 mm C/C., all complete as per the drawing & directions of engineer-in-charge, the joints of the boards are finished with specially formulated jointing compound and 48mm wide jointing tape to provide seamless finish — Plain Gypsum plaster board conforming to IS: 2095 Part -1:2011 (Board with BIS certification marks) | 12.5 mm thick | Sqm | 1452.28
Wood and PVC Work | 9.134.1.1.1 | Providing and fixing wire gauge shutters using stainless steel grade 304 wire gauge with wire of dia 0.5 mm and average width of aperture 1.4 mm in both directions for doors, windows and clerestory windows with necessary screws — 35 mm thick shutters — With ISI marked M.S. pressed butt hinges bright finished of required size | Second class teak wood | Sqm | 6623.88
Wood and PVC Work | 9.134.1.1.2 | Providing and fixing wire gauge shutters using stainless steel grade 304 wire gauge with wire of dia 0.5 mm and average width of aperture 1.4 mm in both directions for doors, windows and clerestory windows with necessary screws — 35 mm thick shutters — With ISI marked M.S. pressed butt hinges bright finished of required size | Kiln seasoned and chemically treated hollock wood | Sqm | 3926.9
Wood and PVC Work | 9.134.1.1.3 | Providing and fixing wire gauge shutters using stainless steel grade 304 wire gauge with wire of dia 0.5 mm and average width of aperture 1.4 mm in both directions for doors, windows and clerestory windows with necessary screws — 35 mm thick shutters — With ISI marked M.S. pressed butt hinges bright finished of required size | Kiln seasoned selected class of sheesham wood | Sqm | 6167.06
Wood and PVC Work | 9.134.1.2.1 | Providing and fixing wire gauge shutters using stainless steel grade 304 wire gauge with wire of dia 0.5 mm and average width of aperture 1.4 mm in both directions for doors, windows and clerestory windows with necessary screws — 35 mm thick shutters — With ISI marked stainless steel butt hinges of required size | Second class teak wood | Sqm | 6776.3
Wood and PVC Work | 9.134.1.2.2 | Providing and fixing wire gauge shutters using stainless steel grade 304 wire gauge with wire of dia 0.5 mm and average width of aperture 1.4 mm in both directions for doors, windows and clerestory windows with necessary screws — 35 mm thick shutters — With ISI marked stainless steel butt hinges of required size | Kiln seasoned and chemically treated hollock wood | Sqm | 4568.7
Wood and PVC Work | 9.134.1.2.3 | Providing and fixing wire gauge shutters using stainless steel grade 304 wire gauge with wire of dia 0.5 mm and average width of aperture 1.4 mm in both directions for doors, windows and clerestory windows with necessary screws — 35 mm thick shutters — With ISI marked stainless steel butt hinges of required size | Kiln seasoned selected class of sheesham wood | Sqm | 6349.71
Wood and PVC Work | 9.134.2.1.1 | Providing and fixing wire gauge shutters using stainless steel grade 304 wire gauge with wire of dia 0.5 mm and average width of aperture 1.4 mm in both directions for doors, windows and clerestory windows with necessary screws — 30 mm thick shutters — with ISI marked M.S. pressed butt hinges bright finished of required size | Second class teak wood | Sqm | 5865.38
Wood and PVC Work | 9.134.2.1.2 | Providing and fixing wire gauge shutters using stainless steel grade 304 wire gauge with wire of dia 0.5 mm and average width of aperture 1.4 mm in both directions for doors, windows and clerestory windows with necessary screws — 30 mm thick shutters — with ISI marked M.S. pressed butt hinges bright finished of required size | Kiln seasoned and chemically treated hollock wood | Sqm | 3556.69
Wood and PVC Work | 9.134.2.1.3 | Providing and fixing wire gauge shutters using stainless steel grade 304 wire gauge with wire of dia 0.5 mm and average width of aperture 1.4 mm in both directions for doors, windows and clerestory windows with necessary screws — 30 mm thick shutters — with ISI marked M.S. pressed butt hinges bright finished of required size | Kiln seasoned selected class of sheesham wood | Sqm | 5474.33
Wood and PVC Work | 9.134.2.2.1 | Providing and fixing wire gauge shutters using stainless steel grade 304 wire gauge with wire of dia 0.5 mm and average width of aperture 1.4 mm in both directions for doors, windows and clerestory windows with necessary screws — 30 mm thick shutters — With ISI marked stainless steel butt hinges of required size | Second class teak wood | Sqm | 6017.8
Wood and PVC Work | 9.134.2.2.2 | Providing and fixing wire gauge shutters using stainless steel grade 304 wire gauge with wire of dia 0.5 mm and average width of aperture 1.4 mm in both directions for doors, windows and clerestory windows with necessary screws — 30 mm thick shutters — With ISI marked stainless steel butt hinges of required size | Kiln seasoned and chemically treated hollock wood | Sqm | 3709.11
Wood and PVC Work | 9.134.2.2.3 | Providing and fixing wire gauge shutters using stainless steel grade 304 wire gauge with wire of dia 0.5 mm and average width of aperture 1.4 mm in both directions for doors, windows and clerestory windows with necessary screws — 30 mm thick shutters — With ISI marked stainless steel butt hinges of required size | Kiln seasoned selected class of sheesham wood | Sqm | 5626.75
Wood and PVC Work | 9.136 | Providing and fixing fire resistant door frame of section 143 x 57 mm having built in rebate made out of 16 SWG G.I. sheet (zinc coating not less than 120 gm/sqm) duly filled with vermuculite based concrete mix,suitable for mounting 60 minutes fire rated door shutters. The frame is fitted with intumuscent fire seal strip of size 10x4 mm (minimum) alround the frame and fixing with dash fastener of approved size and make, including applying a coat of approved brand fire resistant primer etc. complete as per direction of Engineer-in-charge (Dash fastener to be paid for separately) |  | Metre | 1719.63
Wood and PVC Work | 9.137 | Providing and fixing 50 mm thick glazed fire resistant door shutters of 60 minutes fire rating conforming to IS:3614 (Part-II), tested and certified as per laboratory approved by Engineer-in-charge, with suitable mounting on door frame, consisting of vertical styles, lock rail, top rail 100 mm wide, bottom rail 200 mm wide, made out of 16 SWG G.I.sheet (zinc coating not less than 120 gm/m2) duly filled FR insulation material and fixing with necessary stainless steel ball bearing hinges of approved make, including applying a coat of approved fire resistant primer etc. all complete as per direction of Engineer-in-charge (panneling to be paid for separately) |  | Sqm | 7570.54
Wood and PVC Work | 9.138 | Providing and fixing glazing in fire resistant door shutters, fixed panels & partitions etc., with G.I. beadingmade out of 1.6 mm thick G.I. sheet (zinc coating not less than 120 gm/m2) of size 20 x 33 mm screwedwith M4 x 38 mm SS screws at distance 75 mm from the edges and 150 mm c/c, including applying a coatof approved fire resistant primer/powder coating of not less than 30 micron on G.I. beading, & specialceramic tape of 5 x 20 mm size etc complete in all respect as per NBC 2016, IS 16231 (Part 3):2016 and asper direction of Engineer- in-charge with glass of required thickness having 60 minutes of fire resistanceboth integrity & radiation control (EW60) and minimum 20 minutes of insulation (EI20). The manufacturerhave to give test report/certification of fire glass and the glass should have the stamp showing the valueof E, EW & EI. The glass shall be tested in approved NABL accredited lab or by any other accreditationbody which operates in accordance with ISO/IEC 17011 and accredits labs as per ISO/IEC 17025 fortesting and calibration scopes shall be eligible. The maximum glazing size shall not be more than1100x2200 mm (w x h) or 2.42 sqm |  | Sqm | 43283.69
Wood and PVC Work | 9.139 | Providing and fixing panic bar / latch (Double point) fitted with a single body, Trim Latch & Lock on back side of the Panic Latch of reputed brand and manufacture to be approved by the Engineer- in- charge, all complete |  | Each | 8367.69
Wood and PVC Work | 9.141 | Providing and fixing PVC Door Frame of size 50x47 mm with a wall thickness of 5 mm (± 0.2 mm), madeout of single piece extruded PVC profile, with mitred cut joints and joint with 2 nos of PVC bracket of size191 mm x 100 mm long arms of cross section size 35 x 15 mm & self driven self taping screws, thevertical door profiles to be reinforced with 40x20 mm M.S. rectangular tube of 0.8 mm, includingproviding EPDM rubber gasket weather seal throughout the frame, including jointing 5 mm PVC framestrip with PVC solvent cement on the back of the profile. The door frame to be fixed to the wall using 9x100 mm long anchor fasteners complete, all as per manufacturer's specification and direction ofEngineer -in- charge |  | Metre | 747.32
Wood and PVC Work | 9.142.1 | 35 mm thick factory made Solid panel PVC Door shutter, made out of single piece extruded soild PVCprofiles, 5 mm (± 0.2 mm) thick, having styles & rails (except lock rail) of size 95 mmx 35 mm x 5 mm, outof which 75 mm shall be flat and 20 mm shall be tapered (on both side), having one side thickness of 16mm integrally extruded on the hinge side of the profile for better screw holding power, includingreinforcing with MS tube of size 40 mm X 20 mm x 1 mm, joints of styles & rails to be mitered cut & jointwith the help of PVC solvent cement, self driven self tapping screws & M.S. rectangular pipes bracket osize 190 mm X 100 mm of cross section size 35 mm x 17 mm x 1 mm at each corner. Single pieceextruded 5 mm thick solid PVC Lock rail of size 115 mm x 35 mm, out of which 75 mm to be flat and 21mm to be tapered at both ends, having 15 mm solid core in middle of rail section integrally extruded,fixing the styles & rails with the help of solvent and self driven self tapping screws of 125 mm x 11 mm,including providing 5 mm Single piece solid PVC extruded sheet inserted in the door as panel, allcomplete as per manufacturer's specification and direction of Engineer-in-charge | Non decorative finish (matt finish) | Sqm | 4067.46
Wood and PVC Work | 9.142.2 | 35 mm thick factory made Solid panel PVC Door shutter, made out of single piece extruded soild PVCprofiles, 5 mm (± 0.2 mm) thick, having styles & rails (except lock rail) of size 95 mmx 35 mm x 5 mm, outof which 75 mm shall be flat and 20 mm shall be tapered (on both side), having one side thickness of 16mm integrally extruded on the hinge side of the profile for better screw holding power, includingreinforcing with MS tube of size 40 mm X 20 mm x 1 mm, joints of styles & rails to be mitered cut & jointwith the help of PVC solvent cement, self driven self tapping screws & M.S. rectangular pipes bracket osize 190 mm X 100 mm of cross section size 35 mm x 17 mm x 1 mm at each corner. Single pieceextruded 5 mm thick solid PVC Lock rail of size 115 mm x 35 mm, out of which 75 mm to be flat and 21mm to be tapered at both ends, having 15 mm solid core in middle of rail section integrally extruded,fixing the styles & rails with the help of solvent and self driven self tapping screws of 125 mm x 11 mm,including providing 5 mm Single piece solid PVC extruded sheet inserted in the door as panel, allcomplete as per manufacturer's specification and direction of Engineer-in-charge | Decorative finish (wood grained finish) | Sqm | 4712.2
Wood and PVC Work | 9.143 | Providing and Fixing factory made uPVC door frame, made of uPVC exturded sections, of size 65 mm xplastic brackets and stainless steel screws, reinforcing hinge side vertical of the frames with PVC profileof Size 28 mm x 30 mm having wall thickness 2 mm (±0.2 mm), including providing & fixing 3 nos of 126mm long stainless steel hinges to the frame, fixing the frame with jamb with required number & size ofanchor dash fastners, all complete as per manufacturer's specification and direction of Engineer-in-charge |  | Metre | 638.58
Wood and PVC Work | 9.144 | Providing and fixing 37 mm thick factory made PVC door shutter, styles and rails made of PVC hollowsection of size 100 mm x 37 mm with wall thickness 2 mm (± 0.2 mm), with inbuilt bead on one side,styles and rails mitered cut and joint at the corners by means of 2 nos of plastic brackets of size 75 mm x221 mm at each corner and stainless steel screws, reinforcing the hinge side of style by inserting PVCprofile of size 28 mm x 30 mm, with wall thickness 2 mm (± 0.2 mm). Lockrail of size 100 mm x 37 mm,wall thickness 2 mm (+ 0.2 mm) will be fixed to the vertical styles. Providing with PVC snapfit beads andpanel of size 100 mm x 20 mm, and inserting 2 nos tie bar of 6 mm dia and fastening with nuts andwashers complete, all as per manufacturer's specification and direction of Engineer-in- charge |  | Sqm | 4278.68
Wood and PVC Work | 9.145 | Providing and Fixing factory made PVC door frame made of PVC extruded sections of size 75 mm x 53mm, having wall thickness 2.0 mm (± 0.2 mm). Both verticalssides of the frame reinforced with PVCprofile of cross section size 28 mm x 30 mm x 2 mm thickness (± 0.2 mm) and 75 mm x 200 mm long,including reinforcing both ends of the top frame with PVC profile. PVC Door Frame and PVCreinforcement profile to be mitred cut, jointed and fusion welded together, including providing and fixing4 nos of 125 mm long stainless steel hinges to frame, fixing the frame with jamb with required nos &sizes of anchor dash fastener, all complete as per manufacturer's specification and direction of engineer-in-charge |  | Metre | 715.26
Wood and PVC Work | 9.146 | Providing and fixing 37 mm thick factory made PVC Door shutter, styles and rails made of PVC hollowextruded printed and laminated section having overall dimension 115 mm x 37 mm with wall thickness 3mm (± 0.2 mm) with inbuilt beading on one side, the styles and rails mitred cut and joint at corners byinserting 2 nos PVC profile reinforcement of size 75 mm x 200 mm long with cross section size of 28 mmx 30 mm having wall thickness 2 mm (± 0.2 mm). Styles, rails and reinforcements to be fusion weldedtogether. Only hinge side vertical style to be reinforced with PVC profile reinforcement in full length.Printed and laminated PVC lock rail of size 110 mm x 37 mm having wall thickness 2 mm (± 0.2 mm) to bewelded horizontally with the vertical styles after inserting PVC profile reinforcement as in styles and rails,providing with PVC snap fit beading, panels of 100 x 20 mm printed & laminated and inserting 2 nos 6 mmdia bright steel rod horizontally with both side threaded and tightened with check nuts and washerscomplete, all as per manufacturer's specification and direction of engineer-in-charge |  | Sqm | 4629.21
Wood and PVC Work | 9.147A.1 | Providing and fixing factory made uPVC white colour casement/casement cum fixed glazed windowscomprising of uPVC multi-chambered frame, sash and mullion (where ever required) extruded profilesduly reinforced with 1.60 ± 0.2 mm thick galvanized mild steel section made from roll forming process ofrequired length (shape & size according to uPVC profile), uPVC extruded glazing beads of appropriatedimension, EPDM gasket, stainless steel (SS 304 grade) friction hinges, zinc alloy (white powder coated)casement handles, G.I fasteners 100 x 8 mm size for fixing frame to finished wall, plastic packers, plasticcaps and necessary stainless steel screws etc. Profile of frame & sash shall be mitred cut and fusionwelded at all corners, mullion (if required) shall be also fusion welded including drilling of holes for fixinghardware's and drainage of water etc. After fixing frame the gap between frame and adjacent finished wallshall be filled with weather proof silicon sealant over backer rod of required size and of approved quality,all complete as per approved drawing & direction of Engineer-in-Charge. (Single / double glass panes andsilicon sealant shall be paid separately). Variation in profile dimension in higher side shall be acceptedbut no extra payment on this account shall be made | For uPVC frame, sash and mullion extruded profiles minus 5% tolerance in Note: dimension i.e. in depth& width of profile shall be acceptable.uPVC profile should be tested by BSI(UK) & SKZ(Germany) @25000 weathering hours Casement window single panel with S.S. friction hinges (300 x 19 x 1.9 mm), made of (small series) frame 47 x 50 mm & sash 47 x 68 mm both having wall thickness of 1.9 ± 0.2 mm and single glass pane glazing bead of appropriate dimension. (Area of window upto 0.75 sqm.) Casement window double panels with S.S. friction hinges (300 x 19 x 1.9 mm) made of (small series)frame 47 x 50 mm, sash 47 x 68 mm & mullion 47 x 68 mm all having wall thickness of 1.9 ± 0.2 mm and single glazing bead of | Sqm | 12253.53
Wood and PVC Work | 9.147C.2 | For uPVC frame, sash and mullion extruded profiles minus 5% tolerance in Note: dimension i.e. in depth& width of profile shall be acceptable.uPVC profile should be tested by BSI(UK) & SKZ(Germany) @25000 weathering hours Fixed window / ventilator made of (small series) frame 47 x 50 mm & mullion 47 x 68 mm both having wallthickness of 1.9 ± 0.2 mm and single glazing bead of appropriate dimension. (Area upto 0.75 sqm.) comprising of uPVC multi-chambered frame, sash and mullion (where ever required) extruded profilesduly reinforced with 1.60 ± 0.2 mm thick galvanized mild steel section made from roll forming process ofrequired length (shape & size according to uPVC profile), uPVC extruded glazing beads of appropriatedimension, EPDM gasket, zinc alloy (white powder coated) 3D hinges and one handle on each side ofpanels along with zinc plated mild steel multi point locking having transmission gear, cylinder with keepsand one side key, G.I fasteners 100 x 8 mm size for fixing frame to finished wall and necessary stainlesssteel screws, etc. Profile of frame & sash shall be mitred cut and fusion welded at all corners, mullion (ifrequired) shall be also fusion welded including drilling of holes for fixing hardware's and drainage ofwater etc. After fixing frame the gap between frame and adjacent finished wall shall be filled with weatherproof silicon sealent over backer rod of required size and of approved quality, all complete as perapproved drawing & direction of Engineer-in-Charge. (Single / double glass panes and silicon sealentshall be paid separately). Variation in profile dimension in higher side shall be accepted but no extrapayment on this account shall be made. For uPVC frame, sash and mullion extruded profiles minus 5% tolerance in Note: dimension i.e. in depth& width of profile shall be acceptable.uPVC profile should be tested by BSI(UK) & SKZ(Germany) @25000 weathering hours Casement door with 3D hinges made of (big series) frame 67 x 64 mm & sash 67 x 110 mm both having wall thickness of 2.3 ± 0.2 mm and single glazing bead / double glazing bead of appropriate dimension. (Area of door upto 2.00 sqm) | Casement door with top hung ventilator with 3D and S.S. friction hinges (400 x 19 x 1.9 mm) made of (big series) frame 67 x 64 mm, sash 67 x 110 mm & mullion 67 x 80 mm all having wall thickness of 2.3 ±. 0.3 mm and single glazing bead / double glazing bead of appropriate dimension.(Area of door upto 2.50 sqm) | Sqm | 12623.59
Wood and PVC Work | 9.147D.1 | Providing and fixing factory made uPVC white colour sliding glazed window upto 1.50 m in heightdimension comprising of uPVC multi-chambered frame with in- built roller track and sash extrudedprofiles duly reinforced with 1.60 ± 0.2 mm thick galvanized mild steel section made from roll formingprocess of required length (shape & size according to uPVC profile), appropriate dimension of uPVCextruded glazing beads and uPVC extruded interlocks, EPDM gasket, wool pile, zinc alloy (white powdercoated) touch locks with hook, zinc alloy body with single nylon rollers (weight bearing capacity to be 41kg), G.I fasteners 100 x 8 mm size for fixing frame to finished wall and necessary stainless steel screws etc. Profile of frame & sash shall be mitred cut and fusion welded at all corners, including drilling of holesfinished wall shall be filled with weather proof silicon sealent over backer rod of required size and ofapproved quality, all complete as per approved drawing & direction of Engineer-in-Charge. (Single /double glass panes, wire mesh and silicon sealent shall be paid separately). Variation in profiledimension in higher side shall be accepted but no extra payment on this account shall be made | For uPVC frame and sash extruded profiles minus 5% tolerance in dimension i.e. Note: in depth & widthof profile shall be acceptable.uPVC profile should be tested by BSI(UK) & SKZ(Germany) @25000 weathering hours Two track two panels sliding window made of (small series) frame 52 x 44 mm &sash 32 x 60 mm bothhaving wall thickness of 1.9 ± 0.2 mm and single glazing bead of appropriate dimension. (Area of windowupto 1.75 sqm) Three track three panels sliding window with fly proof SS wire mesh (Two nos. glazed & one no. wiremesh panels) made of (small series) frame 92 x 44 mm & sash 32 x 60 mm both having wall thickness of1.9 ± 0.2 mm and single glazing | Sqm | 8880.99
Wood and PVC Work | 9.149 | Providing and fixing casement handle made of zinc alloyed (white powder coated) for uPVC casement window with necessary screws etc. complete |  | Each | 222.97
Wood and PVC Work | 9.150 | Providing and fixing zinc alloyed (white powder coated) touch lock for uPVC sliding window with necessary screws etc. complete |  | Each | 197.93
Wood and PVC Work | 9.151 | Providing and fixing steel roller for uPVC sliding window with necessary screws etc. complete |  | Each | 113.42
Wood and PVC Work | 9.152 | Providing and fixing steel roller for uPVC sliding door with necessary screws etc. complete |  | Each | 183.84
Wood and PVC Work | 9.153 | Providing and fixing steel (white power coated) crescent lock for uPVC sliding window/ door with necessary screws etc. complete |  | Each | 191.67
Wood and PVC Work | 9.154 | Providing and fixing frame work for partitions/ wall lining etc. made of 50x50x1.6 mm hollow MS tube,placed along the walls, ceiling and floor in a grid pattern with spacing @ 60 cm centre to centre bothways (vertically & horizontally) or at required spacing near opening, with necessary welding at junctionsand fixing the frame to wall/ ceiling/ floors with steel dash fasteners of 8 mm dia, 75 mm long bolt,including making provision for opening for doors, windows, electrical conduits, switch boards etc.,including providing with two coats of approved steel primer etc. complete, all as per direction of Engineer-in-charge |  | KG | 169.57
Wood and PVC Work | 9.155 | Providing and fixing panelling or paneling and glazing in panelled or panelled and glazed shutters for doors, windows and clerestory windows (area of opening for panel inserts excluding portion inside grooves or rebated to be measured). Panelling for panelled and glazed shutters 25mm to 40mm thick: Prelaminated with decorative lamination on both side exterior Grade - I MDF Board 12 mm thick confirming to IS:14587 |  | Sqm | 2591.29
Wood and PVC Work | 9.156.1 | Providing and fixing Pre -laminated medium density fibre board exterior grade (Grade-I) IS:14587:1999marked, to frame, backing or studding with screws etc. complete (Frames, backing or studding to bepaid separately) | Pre-laminated with decorative lamination on both side exterior Grade - I MDF Board 12 mm thick confirming to IS:14588 | Sqm | 1561.23
Wood and PVC Work | 9.156.2 | Providing and fixing Pre -laminated medium density fibre board exterior grade (Grade-I) IS:14587:1999marked, to frame, backing or studding with screws etc. complete (Frames, backing or studding to bepaid separately) | Pre-laminated with decorative lamination on both side exterior Grade - I MDF Board 18 mm thick confirming to IS:14587 | Sqm | 2053.57
Wood and PVC Work | 9.157.1 | Providing and fixing Pre-laminated medium density fibre board IS: 14587:1998 marked, with one sidedecorative lamination other side balancing lamination Grade-I(exterior grade) in shelves with screws andfittings wherever required, edges to be sealed with PVC edge bending tape 2.00 mm thick of approvedbrand (fittings to be paid separately) | Pre-laminated with decorative lamination one side and other side balancing lamination exterior Grade - I MDF Board 18 mm thick confirming to IS:14588 | Sqm | 1927.54
Wood and PVC Work | 9.157.2 | Providing and fixing Pre-laminated medium density fibre board IS: 14587:1998 marked, with one sidedecorative lamination other side balancing lamination Grade-I(exterior grade) in shelves with screws andfittings wherever required, edges to be sealed with PVC edge bending tape 2.00 mm thick of approvedbrand (fittings to be paid separately) | Pre-laminated with decorative lamination one side and other side balancing lamination exterior Grade - I MDF Board 25 mm thick confirming to IS:14587 | Sqm | 2965.66
Wood and PVC Work | 9.158.1 | Providing and fixing in wall lining medium density fibre board IS: 14587:1998 marked, Pre-laminated oneside decorative lamination and other side balancing lamination, with necessary fixing arrangement andscrews etc. complete | 12 mm thick | Sqm | 1624.16
Wood and PVC Work | 9.158.2 | Providing and fixing in wall lining medium density fibre board IS: 14587:1998 marked, Pre-laminated oneside decorative lamination and other side balancing lamination, with necessary fixing arrangement andscrews etc. complete | 18 mm thick | Sqm | 1810.38
Wood and PVC Work | 9.158.3 | Providing and fixing in wall lining medium density fibre board IS: 14587:1998 marked, Pre-laminated oneside decorative lamination and other side balancing lamination, with necessary fixing arrangement andscrews etc. complete | 25 mm thick | Sqm | 2891.73
Wood and PVC Work | 9.159 | Providing and fixing 25mm thick pre-laminated medium density fibre board exterior grade (Grade-I)IS:14587:1998 marked with one side decorative and other side balancing lamination for cupboardshutters edges to be sealed with PVC edge bending tape 2.00 mm thick of approved brand including ISImarked nickel plated bright finishing M.S. piano hinges conforming to IS:3818 marked with necessaryscrew etc all complete |  | Sqm | 3138.84
Wood and PVC Work | 9.160.1 | Providing and fixing skirting with Pre-laminated medium density fibre board exterior grade (Grade-I)conforming to IS: 14587:1998 marked, with (one side decorative and other side balancing lamination andedges to be sealed with PVC edge bending tape 2.00 mm thick of approved brand with necessary fixingarrangements and screws, including drilling necessary holes for rawl plugs etc. all complete | 18 mm thick | Sqm | 2690.4
Wood and PVC Work | 9.160.2 | Providing and fixing skirting with Pre-laminated medium density fibre board exterior grade (Grade-I)conforming to IS: 14587:1998 marked, with (one side decorative and other side balancing lamination andedges to be sealed with PVC edge bending tape 2.00 mm thick of approved brand with necessary fixingarrangements and screws, including drilling necessary holes for rawl plugs etc. all complete | 25 mm thick | Sqm | 3771.74
Wood and PVC Work | 9.161 | Providing and fixing fire resistant door frame of section 50 x 60 mm on horizontal side & 35 x 60 mm onvertical sides having built in rebate made out of 1.6 mm thick GI sheet (Zinc coating not less than120gm/m2) suitable for mounting 120 min Fire Rated Glazed Door Shutters. The frame shall be filled withMineral wool Insulation having density min 96Kg/m3. The frame will have a provision of G.I. Anchorfastners 14 nos (5 each on vertical style & 4 on horizontal style of size M10 x 80) suitable for fixing inthe opening along with Factory made Template for SS Ball Bearing Hinges of Size 100x89x3mm for fixingof fire rated glazed shutter. The frame shall be finished with a approved fire resistant primer or Powdercoating of not less than 30 micron in desired shade as per the directions of Engineer - in- charge. (Costof SS ball bearing hinges is excluded) |  | Metre | 2133.76
Wood and PVC Work | 9.162 | Providing and fixing 60 mm thick glazed fire resistant door shutters of 120 min Fire Rating confirming toIS:3614 (Part II) or EN1634-1:1999, tested and certified as per laboratory approved by Engineer-in-charge,with suitable mounting on door frame, consisting of vertical styles, top rail & side rail 60 mm x 60 mmwide and bottom rail of 110 mm x 60 mm made out of 1.6mm thick G.I. sheet (zinc coating not less than120gm/m2) duly filled mineral wool insulation having density min 96 kg/m3 and fixing with necessarystainless steel ball bearing hinges of size 100x89x3mm of approved make, including applying a coat ofapproved fire resistant primer or powder coating not less than 30 micron etc all complete as perapproved fire resistant primer or powder coating not less than 30 micron etc all complete as per |  | Sqm | 11457.31
Wood and PVC Work | 9.163 | Providing and fixing non load bearing fixed frame for fire resistant glazed Partition for 120 minutes FireRating, made out to a profile of dimension 60mm x 70 mm of 1.6 mm thick galvanised steel sheet as pertest evidence suitable for fixing fire rated glass for 120 minutes of both integrity & radiation control(EW120) & minimum 20 minutes of insulation (EI20).The profile has to be fixed to the supportingconstruction by means of anchor fasteners of size M10 x 80, every 150 mm from the edges and every 501mm (approx) c/c. Linear measurement of frame shall be measured for payment. The frame shall be filledwith mineral wool insulation of density min 96kg/ m3. and finished with a approved fire resistant primer orPowder coating of not less than 30 micron in desired shade as per NBC 2016, IS 16231 (Part 3):2016 anddirections of Engineer - in- charge |  | Metre | 2133.76
Wood and PVC Work | 9.164 | Providing and fixing glazing in fire resistant door shutters, fixed panels & partitions etc., with G.I. beadingmade out of 1.6 mm thick G.I. sheet (zinc coating not less than 120 gm/m2) of size 20 x 33 mm screwedwith M4 x 38 mm SS screws at distance 75 mm from the edges and 150 mm c/c, including applying a coatof approved fire resistant primer/powder coating of not less than 30 micron on G.I. beading, & specialceramic tape of 5 x 20 mm size etc complete in all respect as per NBC 2016, IS 16231 (Part 3):2016 and asper direction of Engineer- in-charge with glass of required thickness having 120 minutes of fireresistance both integrity & radiation control (EW120) and minimum 20 minutes of insulation (EI20). Themanufacturer have to give test report/certification of fire glass and the glass should have the stampshowing the value of E, EW & EI. The glass shall be tested in approved NABL accredited lab or by anyother accreditation body which operates in accordance with ISO/IEC 17011 and accredits labs as perISO/IEC 17025 for testing and calibration scopes shall be eligible. The maximum glazing size shall not bemore than 1100x2200 mm (w x h) or 2.42 sqm |  | Sqm | 50396.88
Wood and PVC Work | 9.165.1 | Providing and fixing bright /matt finished Stainless Steel handles of approved quality & make with necessary screws etc all complete | 125 mm | Each | 127.84
Wood and PVC Work | 9.165.2 | Providing and fixing bright /matt finished Stainless Steel handles of approved quality & make with necessary screws etc all complete | 100mm | Each | 97.39
Wood and PVC Work | 9.165.3 | Providing and fixing bright /matt finished Stainless Steel handles of approved quality & make with necessary screws etc all complete | 75 mm | Each | 60.97
Wood and PVC Work | 9.166.1 | Providing and fixing 18mm thick both sides Pre-laminated cement bonded wood particle board as per IS:15786:2008 of approved brand and shade with suitable full threaded steel screws etc. in partitions, boxes,shelves, racks and cupboard, kitchen cabinet under kitchen counter etc. all complete as per direction ofEngineer-in-charge (Note: Fittings to be paid separately) | 18 mm thick | Sqm | 1750.84
Wood and PVC Work | 9.167 | Providing and fixing 6mm thick both sides Pre-laminated cement bonded wood particle board as per IS:15786:2008 of approved brand and shade with suitable full threaded steel screws etc. on the backing ofracks, drawer, cupboard, kitchen cabinet under kitchen counter etc. all complete as per direction ofEngineer-in- charge |  | Sqm | 1272.93
Wood and PVC Work | 9.168 | Providing and fixing cupboard shutter with 19mm thick one side decorative and other side balancinglamination factory pressed BWP grade marine ply as per IS 710 of approved brand including 2mm thickPVC edge banding tape with hot glue by edge bending machine etc. with auto closing spring loadedhinges (hydraulic type) etc. complete as per direction of Engineer-in-charge.(Payment of providing andfixing auto closing hinges shall be paid separately) |  | Sqm | 3769.35
Wood and PVC Work | 9.169 | Providing and fixing 19mm thick both side balancing lamination factory pressed BWP grade marine plyas per IS 710 of approved brand boxes,shelves,racks, almirah, cupboard and drawer etc. includingnecessary nails,screws etc. complete as per direction of Engineer-in-charge |  | Sqm | 3456.73
Wood and PVC Work | 9.170.1 | Providing and fixing stainless steel fancy handle of approved make fixed with SS screws etc. complete as per direction of Engineer-in-charge | 200 mm | Each | 168.2
Wood and PVC Work | 9.171 | Providing and fixing stainless steel soft closing spring hinges at 0 degree hinges (hydraulic type) ofapproved make/brand to cupboard shutters with full threaded steel screws including making necessaryrecess in board and finished etc. complete as per direction of Engineer-in-charge |  | Each | 24.8
Wood and PVC Work | 9.172 | Providing and fixing stainless steel soft closing heavy type telescopic drawer channels of approved make501 mm long with screws etc. complete as per directions of Engineer- in-charge |  | Set | 82.36
Wood and PVC Work | 9.173 | Providing and fixing ready made 304 grade stainless steel Modular kitchen basket and accessories suchas right angle basket (Plain Cup & Saucer, plant, Partition, Bottle rack, Thali, Cutlery) kitchen utensilbasket, Dinner set basket, kitchen grain basket, Multipurpose basket as per site requirement includingfinishing (wherever required) and fittings. The same shall be fixed with necessary stainless steel nuts &bolts, Stainless Steel screws & telescopic channel etc. as per direction of Engineer-in-charge. (Forpayment purpose only weight of Stainless steel basket shall be considered excluding weight of all fixingaccessories such as nuts, bolts, fasteners telescopic basket channels etc. Payment of providing andfixing telescopic channel shall be paid separately) |  | KG | 464.94
Wood and PVC Work | 9.174 | Providing and fixing 2mm thick 16 to 19mm wide PVC edge binding tape of approved quality forcupboard/wardrobe shutters including necessary synthetic resin hot pressed to edges on bindingmachine etc. complete as per directions of Engineer- in-charge |  | Metre | 75.67
Steel Work | 10.1 | Structural steel work in single section, fixed with or without connecting plate, including cutting, hoisting |  | KG | 141.67
Steel Work | 10.2 | Structural steel work riveted, bolted or welded in built up sections, trusses and framed work, including |  | KG | 185.73
Steel Work | 10.3 | Providing and fixing in position collapsible steel shutters with vertical channels 20x10x2 mm and braced |  | Sqm | 12246.61
Steel Work | 10.4 | Providing and fixing 1 mm thick M.S. sheet sliding-shutters, with frame and diagonal braces of 40x40x7 |  | Sqm | 8186.05
Steel Work | 10.5.1 | Providing and fixing 1mm thick M.S. sheet door with frame of 40x40x6 mm angle iron and 3 mm M.S | Using M.S. angels 40x40x6 mm for diagonal braces | Sqm | 6363.44
Steel Work | 10.5.2 | Providing and fixing 1mm thick M.S. sheet door with frame of 40x40x6 mm angle iron and 3 mm M.S | Using flats 30x6mm for diagonal braces and central cross piece | Sqm | 6221.24
Steel Work | 10.6.1 | Supplying and fixing rolling shutters of approved make, made of required size M.S. laths, interlocked | 80x1.25 mm M.S. laths with 1.25 mm thick top cover | Sqm | 4142.27
Steel Work | 10.6.2 | Supplying and fixing rolling shutters of approved make, made of required size M.S. laths, interlocked | 80x1.20 mm M.S. laths with 1.20 mm thick top cover | Sqm | 3955.05
Steel Work | 10.6.3 | Supplying and fixing rolling shutters of approved make, made of required size M.S. laths, interlocked | 80x0.90 mm M.S. laths with 0.90 mm thick top cover | Sqm | 3386.99
Steel Work | 10.7 | Providing and fixing ball bearing for rolling shutters |  | Each | 664.37
Steel Work | 10.8.1 | Extra for providing mechanical device chain and crank operation for operating rolling shutters | Exceeding 10.00 sqm and upto 16.80 sqm in the area | Each | 1543.82
Steel Work | 10.8.2 | Extra for providing mechanical device chain and crank operation for operating rolling shutters | Exceeding 16.80 sqm in area | Sqm | 1543.82
Steel Work | 10.9 | Extra for providing grilled rolling shutters manufactured out of 8 mm dia M.S. bar instead of laths as per |  | Sqm | 790.2
Steel Work | 10.10.1 | Fixing standard steel glazed doors, windows and ventilators in walls, including fixing of float glass | Fixing with 15x3 mm lugs 10 cm long embedded in cement concrete block 15x10x10 cm of C.C. 1:3:6 | KG | 78.99
Steel Work | 10.10.2 | Fixing standard steel glazed doors, windows and ventilators in walls, including fixing of float glass | Fixing with carbon steel galvanised dash fastener of required dia and size (to be paid for separately) | KG | 41.54
Steel Work | 10.11.1 | Providing and fixing factory made ISI marked steel glazed doors, windows and ventilators, side/top | Fixing with 15x3 mm lugs 10 cm long embedded in cement concrete block 15x10x10 cm of C.C. 1:3:6 | KG | 230.52
Steel Work | 10.11.2 | Providing and fixing factory made ISI marked steel glazed doors, windows and ventilators, side/top | Fixing with carbon steel galvanised dash fastener of required dia and size (to be paid for separately) | KG | 152.6
Steel Work | 10.12 | Extra for providing and fixing steel beading of size 10 x 10 x 1.6 mm (box type), approved shape and section with screws instead of glazing clips and metal sash putty, in steel doors, windows, ventilators and composite units |  | Metre | 73.33
Steel Work | 10.13.1 | Providing and fixing T-iron frames for doors, windows and ventilators of mild steel Tee-sections, joints | Fixing with 15x3 mm lugs 10 cm long embedded in cement concrete block 15x10x10 cm of C.C. 1:3:6 | KG | 170.91
Steel Work | 10.13.2 | Providing and fixing T-iron frames for doors, windows and ventilators of mild steel Tee-sections, joints | Fixing with carbon steel galvanised dash fastener of required dia and size (to be paid for separately) | KG | 164.49
Steel Work | 10.14.1.1 | Providing and fixing pressed steel door frames conforming to IS: 4351, manufactured from commercial — Profile B | Fixing with adjustable lugs with split end tail to each jamb | Metre | 507.36
Steel Work | 10.14.1.2 | Providing and fixing pressed steel door frames conforming to IS: 4351, manufactured from commercial — Profile B | Fixing with carbon steel galvanised dash fastener of required dia and size (to be paid for separately) | Metre | 529.7
Steel Work | 10.14.2.1 | Providing and fixing pressed steel door frames conforming to IS: 4351, manufactured from commercial — Profile C | Fixing with adjustable lugs with split end tail to each jamb | Metre | 576.65
Steel Work | 10.14.2.2 | Providing and fixing pressed steel door frames conforming to IS: 4351, manufactured from commercial — Profile C | Fixing with carbon steel galvanised dash fastener of required dia and size (to be paid for separately) | Metre | 592.3
Steel Work | 10.14.3.1 | Providing and fixing pressed steel door frames conforming to IS: 4351, manufactured from commercial — Profile E | Fixing with adjustable lugs with split end tail to each jamb | Metre | 623.6
Steel Work | 10.14.3.2 | Providing and fixing pressed steel door frames conforming to IS: 4351, manufactured from commercial — Profile E | Fixing with carbon steel galvanised dash fastener of required dia and size (to be paid for separately) | Metre | 639.25
Steel Work | 10.15.1 | Providing and fixing M.S. Tubular frames for doors, windows, ventilators and cupboard with rectangular/ | Fixing with 15x3 mm lugs 10 cm long embedded in cement concrete block 15x10x10 cm of C.C. 1:3:6 | KG | 189.22
Steel Work | 10.15.2 | Providing and fixing M.S. Tubular frames for doors, windows, ventilators and cupboard with rectangular/ | Fixing with carbon steel galvanised dash fastener of required dia and size (to be paid for separately) | KG | 173.47
Steel Work | 10.16.1 | Steel work in built up tubular (round, square or rectangular hollow tubes etc.) trusses etc., including | Hot finished welded type tubes | KG | 203.11
Steel Work | 10.16.2 | Steel work in built up tubular (round, square or rectangular hollow tubes etc.) trusses etc., including | Hot finished seamless type tubes | KG | 218.05
Steel Work | 10.16.3 | Steel work in built up tubular (round, square or rectangular hollow tubes etc.) trusses etc., including | Electric resistance or induction butt welded tubes | KG | 180.69
Steel Work | 10.17 | Providing and fixing M.S. fan clamp type I or II of 16 mm dia M.S. bar, bent to shape with hooked ends in |  | Each | 227.2
Steel Work | 10.18 | Providing and fixing circular/ Hexagonal cast iron or M.S. sheet box for ceiling fan clamp, of internal dia |  | Each | 239.96
Steel Work | 10.19 | Providing and fixing mild steel round holding down bolts with nuts and washer plates complete |  | KG | 118.89
Steel Work | 10.20 | Providing and fixing bolts including nuts and washers complete |  | KG | 155.01
Steel Work | 10.21 | Providing and fixing M.S. rivets of sizes in position |  | KG | 321.41
Steel Work | 10.22 | Welding by gas or electric plant including transportation of plant at site etc. complete |  | Cm | 18.09
Steel Work | 10.25.1 | Steel work welded in built up sections/ framed work, including cutting, hoisting, fixing in position and | In stringers, treads, landings etc. of stair cases, including use of chequered plate wherever required, all | KG | 172.63
Steel Work | 10.25.2 | Steel work welded in built up sections/ framed work, including cutting, hoisting, fixing in position and | In gratings, frames, guard bar, ladder, railings, brackets, gates and similar works | KG | 212.69
Steel Work | 10.26.1 | Providing and fixing hand rail of approved size by welding etc. to steel ladder railing, balcony railing | M.S. tube | KG | 210.64
Steel Work | 10.26.2 | Providing and fixing hand rail of approved size by welding etc. to steel ladder railing, balcony railing | E.R.W. tubes | KG | 196.87
Steel Work | 10.26.3 | Providing and fixing hand rail of approved size by welding etc. to steel ladder railing, balcony railing | G.I. pipes | KG | 234.29
Steel Work | 10.27.1 | Providing and fixing carbon steel galvanised (minimum coating 5 micron) dash fastener of 10 mm dia | 10 x 60 mm | Each | 137.95
Steel Work | 10.27.2 | Providing and fixing carbon steel galvanised (minimum coating 5 micron) dash fastener of 10 mm dia | 10 x 80 mm | Each | 141.37
Steel Work | 10.27.3 | Providing and fixing carbon steel galvanised (minimum coating 5 micron) dash fastener of 10 mm dia | 10 x 120 mm | Each | 177.4
Steel Work | 10.27.4 | Providing and fixing carbon steel galvanised (minimum coating 5 micron) dash fastener of 10 mm dia | 10 x 140 mm | Each | 196.89
Steel Work | 10.27.5 | Providing and fixing carbon steel galvanised (minimum coating 5 micron) dash fastener of 10 mm dia | 10 x 160 mm | Each | 240.61
Steel Work | 10.28 | Providing and fixing stainless steel (Grade 304) railing made of Hollow tubes, channels, plates etc |  | KG | 906.01
Steel Work | 10.29.1 | Providing & fixing fly proof wire gauze to windows, clerestory windows & doors with M.S. Flat 15x3 mm | Galvanised M.S. Wire gauze with 0.63 mm dia wire and 1.4 mm aperture on both sides | Sqm | 897.74
Steel Work | 10.29.2 | Providing & fixing fly proof wire gauze to windows, clerestory windows & doors with M.S. Flat 15x3 mm | Stainless steel (grade 304) wire gauze of 0.5 mm dia wire and 1.4 mm aperture on both sides | Sqm | 1208.89
Steel Work | 10.30.1 | Providing & fixing glass panes with putty and glazing clips in steel doors, windows, clerestory windows | 4.0 mm thick glass panes | Sqm | 1655.59
Steel Work | 10.30.2 | Providing & fixing glass panes with putty and glazing clips in steel doors, windows, clerestory windows | 5.5 mm thick glass panes | Sqm | 1923.19
Steel Work | 10.31 | Providing and fixing angle iron frames for doors, windows and ventilators of mild steel Angle sections of |  | KG | 159.76
Flooring Work | 11.1.1 | Brick on edge flooring with bricks of class designation 7.5 on a bed of 12 mm cement mortar, including filling the joints with same mortar, with common burnt clay non modular bricks | 1:4 (1 cement: 4 coarse sand) | Sqm | 1365.83
Flooring Work | 11.1.2 | Brick on edge flooring with bricks of class designation 7.5 on a bed of 12 mm cement mortar, including filling the joints with same mortar, with common burnt clay non modular bricks | 1:6 (1cement: 6 coarse sand) | Sqm | 1272.68
Flooring Work | 11.2 | Dry brick on edge flooring in required pattern with bricks of class designation 7.5 on a bed of 12 |  | Sqm | 1067.93
Flooring Work | 11.3.1 | Cement concrete flooring 1:2:4 (1 cement: 2 coarse sand: 4 graded stone aggregate) finished | 40 mm thick with 20 mm nominal size stone aggregate | Sqm | 683.05
Flooring Work | 11.6.1 | Cement plaster skirting up to 30 cm height, with cement mortar 1:3 (1 cement: 3 coarse sand) | 18 mm thick | Sqm | 713.61
Flooring Work | 11.7 | Cement concrete pavement with 1:2:4 (1 cement: 2 coarse sand: 4 graded stone aggregate 21 |  | Cum | 10112.75
Flooring Work | 11.8 | Extra for making chequers of approved pattern on cement concrete floors, steps, landing |  | Sqm | 77.14
Flooring Work | 11.9.1 | 40 mm thick marble chips flooring rubbed and polished to granolithic finish, under layer 34 mm | Dark shade pigment with ordinary cement | Sqm | 1213.75
Flooring Work | 11.9.2 | 40 mm thick marble chips flooring rubbed and polished to granolithic finish, under layer 34 mm | Light shade pigment with white cement | Sqm | 1349.63
Flooring Work | 11.9.3 | 40 mm thick marble chips flooring rubbed and polished to granolithic finish, under layer 34 mm | Medium shade pigment with 50% white cement and 50% ordinary cement | Sqm | 1275.98
Flooring Work | 11.9.4 | 40 mm thick marble chips flooring rubbed and polished to granolithic finish, under layer 34 mm | White cement without any pigment | Sqm | 1309.83
Flooring Work | 11.9.5 | 40 mm thick marble chips flooring rubbed and polished to granolithic finish, under layer 34 mm | Light shade pigment with ordinary cement | Sqm | 1225.46
Flooring Work | 11.9.6 | 40 mm thick marble chips flooring rubbed and polished to granolithic finish, under layer 34 mm | Ordinary cement without any pigment | Sqm | 1171.11
Flooring Work | 11.10.1 | 40 mm thick marble chips flooring, rubbed and polished to granolithic finish, under layer 31 mm | Dark shade pigment with Ordinary cement | Sqm | 1293.56
Flooring Work | 11.10.2 | 40 mm thick marble chips flooring, rubbed and polished to granolithic finish, under layer 31 mm | Light shade pigment with white cement | Sqm | 1795.78
Flooring Work | 11.10.3 | 40 mm thick marble chips flooring, rubbed and polished to granolithic finish, under layer 31 mm | Medium shade pigment with 50% white cement and 50% ordinary cement | Sqm | 1382.16
Flooring Work | 11.10.4 | 40 mm thick marble chips flooring, rubbed and polished to granolithic finish, under layer 31 mm | White cement without any pigment | Sqm | 1409.86
Flooring Work | 11.10.5 | 40 mm thick marble chips flooring, rubbed and polished to granolithic finish, under layer 31 mm | Light shade pigment with ordinary cement | Sqm | 1310.44
Flooring Work | 11.10.6 | 40 mm thick marble chips flooring, rubbed and polished to granolithic finish, under layer 31 mm | Ordinary cement without any pigment | Sqm | 1232.66
Flooring Work | 11.11.1 | 40 mm thick marble chips flooring, rubbed and polished to granolithic finish, under layer 28 mm thick cement concrete 1:2:4 (1 cement: 2 coarse sand: 4 graded stone aggregate 12.5 mm nominal size) and top layer 12 mm thick with white, black, chocolate, grey yellow or green marble chips of sizes from 7 mm to 10 mm nominal size, laid in cement marble powder mix 3:1 (3 cement: 1 marble powder) by weight in proportion of 2:3 (2 cement marble powder mix: 3 marble chips) by volume, including cement slurry etc. complete | Dark shade pigment with ordinary cement | Sqm | 1369.08
Flooring Work | 11.11.2 | 40 mm thick marble chips flooring, rubbed and polished to granolithic finish, under layer 28 mm thick cement concrete 1:2:4 (1 cement: 2 coarse sand: 4 graded stone aggregate 12.5 mm nominal size) and top layer 12 mm thick with white, black, chocolate, grey yellow or green marble chips of sizes from 7 mm to 10 mm nominal size, laid in cement marble powder mix 3:1 (3 cement: 1 marble powder) by weight in proportion of 2:3 (2 cement marble powder mix: 3 marble chips) by volume, including cement slurry etc. complete | Light shade pigment with white cement | Sqm | 1640.8
Flooring Work | 11.11.3 | 40 mm thick marble chips flooring, rubbed and polished to granolithic finish, under layer 28 mm thick cement concrete 1:2:4 (1 cement: 2 coarse sand: 4 graded stone aggregate 12.5 mm nominal size) and top layer 12 mm thick with white, black, chocolate, grey yellow or green marble chips of sizes from 7 mm to 10 mm nominal size, laid in cement marble powder mix 3:1 (3 cement: 1 marble powder) by weight in proportion of 2:3 (2 cement marble powder mix: 3 marble chips) by volume, including cement slurry etc. complete | Medium shade pigment with 50% white cement and 50% ordinary cement | Sqm | 1493.24
Flooring Work | 11.11.4 | 40 mm thick marble chips flooring, rubbed and polished to granolithic finish, under layer 28 mm thick cement concrete 1:2:4 (1 cement: 2 coarse sand: 4 graded stone aggregate 12.5 mm nominal size) and top layer 12 mm thick with white, black, chocolate, grey yellow or green marble chips of sizes from 7 mm to 10 mm nominal size, laid in cement marble powder mix 3:1 (3 cement: 1 marble powder) by weight in proportion of 2:3 (2 cement marble powder mix: 3 marble chips) by volume, including cement slurry etc. complete | White cement without any pigment | Sqm | 1532.69
Flooring Work | 11.11.5 | 40 mm thick marble chips flooring, rubbed and polished to granolithic finish, under layer 28 mm thick cement concrete 1:2:4 (1 cement: 2 coarse sand: 4 graded stone aggregate 12.5 mm nominal size) and top layer 12 mm thick with white, black, chocolate, grey yellow or green marble chips of sizes from 7 mm to 10 mm nominal size, laid in cement marble powder mix 3:1 (3 cement: 1 marble powder) by weight in proportion of 2:3 (2 cement marble powder mix: 3 marble chips) by volume, including cement slurry etc. complete | Light shade pigment with ordinary cement | Sqm | 1392.47
Flooring Work | 11.11.6 | 40 mm thick marble chips flooring, rubbed and polished to granolithic finish, under layer 28 mm thick cement concrete 1:2:4 (1 cement: 2 coarse sand: 4 graded stone aggregate 12.5 mm nominal size) and top layer 12 mm thick with white, black, chocolate, grey yellow or green marble chips of sizes from 7 mm to 10 mm nominal size, laid in cement marble powder mix 3:1 (3 cement: 1 marble powder) by weight in proportion of 2:3 (2 cement marble powder mix: 3 marble chips) by volume, including cement slurry etc. complete | Ordinary cement without any pigment | Sqm | 1284.36
Flooring Work | 11.12.1.1 | Marble chips skirting up to 30 cm height, rubbed and polished to granolithic finish, top layer 7 — 18 mm thick with under layer 12 mm thick in cement plaster 1:3 (1 cement: 3 coarse sand) | Dark shade pigment with ordinary cement | Sqm | 1806.84
Flooring Work | 11.12.1.2 | Marble chips skirting up to 30 cm height, rubbed and polished to granolithic finish, top layer 7 — 18 mm thick with under layer 12 mm thick in cement plaster 1:3 (1 cement: 3 coarse sand) | Light shade pigment with white cement | Sqm | 2025.14
Flooring Work | 11.12.1.3 | Marble chips skirting up to 30 cm height, rubbed and polished to granolithic finish, top layer 7 — 18 mm thick with under layer 12 mm thick in cement plaster 1:3 (1 cement: 3 coarse sand) | Medium shade pigment with 50% white cement and 50% ordinary cement | Sqm | 2018.5
Flooring Work | 11.12.1.4 | Marble chips skirting up to 30 cm height, rubbed and polished to granolithic finish, top layer 7 — 18 mm thick with under layer 12 mm thick in cement plaster 1:3 (1 cement: 3 coarse sand) | White cement without any pigment | Sqm | 1888.37
Flooring Work | 11.12.1.5 | Marble chips skirting up to 30 cm height, rubbed and polished to granolithic finish, top layer 7 — 18 mm thick with under layer 12 mm thick in cement plaster 1:3 (1 cement: 3 coarse sand) | Light shade pigment with ordinary cement | Sqm | 1900.98
Flooring Work | 11.12.1.6 | Marble chips skirting up to 30 cm height, rubbed and polished to granolithic finish, top layer 7 — 18 mm thick with under layer 12 mm thick in cement plaster 1:3 (1 cement: 3 coarse sand) | Ordinary cement without any pigment | Sqm | 1849.48
Flooring Work | 11.13.1 | Providing and fixing glass strips in joints of terrazo/ cement concrete floors | 40 mm wide and 4 mm thick | Metre | 89.12
Flooring Work | 11.14 | Extra for laying terrazo flooring on staircase treads not exceeding 30 cm in width, including cost of forming, nosing etc |  | Sqm | 85.27
Flooring Work | 11.15.1 | Crazy marble stone flooring, including filling the gaps with light shade pigment with white cement marble powder mixture (3 parts of white cement: 1 part of marble powder) by weight in proportion of 4:7 (4 cement marble powder mix: 7 white, black or white and black marble chips of sizes from 1 mm to 4 mm nominal size by volume), with under layer 25 mm thick cement concrete 1:2:4 (1 cement: 2 coarse sand: 4 graded stone aggregate 12.5 mm nominal size), including rubbing, polishing and cement slurry etc. complete | 18 mm thick crazy marble stone white, black or as specified | Sqm | 2157.27
Flooring Work | 11.16.1 | Precast terrazo tiles 22 mm thick with graded marble chips of size upto 12 mm, laid in floors, and landings, jointed with neat cement slurry mixed with pigment to match the shade of the tiles, including rubbing and polishing complete, on 20 mm thick bed of cement mortar 1:4 (1 cement:4 coarse sand) | Light shade pigment using white cement | Sqm | 1984.2
Flooring Work | 11.16.2 | Precast terrazo tiles 22 mm thick with graded marble chips of size upto 12 mm, laid in floors, and landings, jointed with neat cement slurry mixed with pigment to match the shade of the tiles, including rubbing and polishing complete, on 20 mm thick bed of cement mortar 1:4 (1 cement:4 coarse sand) | Medium shade pigment using 50% white cement and 50% ordinary cement | Sqm | 1869.62
Flooring Work | 11.16.3 | Precast terrazo tiles 22 mm thick with graded marble chips of size upto 12 mm, laid in floors, and landings, jointed with neat cement slurry mixed with pigment to match the shade of the tiles, including rubbing and polishing complete, on 20 mm thick bed of cement mortar 1:4 (1 cement:4 coarse sand) | Dark shade pigment using ordinary cement | Sqm | 1775.57
Flooring Work | 11.16.4 | Precast terrazo tiles 22 mm thick with graded marble chips of size upto 12 mm, laid in floors, and landings, jointed with neat cement slurry mixed with pigment to match the shade of the tiles, including rubbing and polishing complete, on 20 mm thick bed of cement mortar 1:4 (1 cement:4 coarse sand) | Ordinary cement without any pigment | Sqm | 1689.66
Flooring Work | 11.17 | Extra if terrazo tiles are laid in treads of steps not exceeding 30 cm in width |  | Sqm | 106.79
Flooring Work | 11.18.1 | Precast terrazo tiles 22 mm thick with graded marble chips of sizes upto 12 mm, in skirting and risers of steps not exceeding 30 cm in height, on 12 mm thick cement plaster 1:3 (1 cement: 3 coarse sand), jointed with neat cement slurry mixed with pigment to match the shade of the tiles, including rubbing and polishing complete with tiles of | Light shade pigment using white cement | Sqm | 2710.13
Flooring Work | 11.18.2 | Precast terrazo tiles 22 mm thick with graded marble chips of sizes upto 12 mm, in skirting and risers of steps not exceeding 30 cm in height, on 12 mm thick cement plaster 1:3 (1 cement: 3 coarse sand), jointed with neat cement slurry mixed with pigment to match the shade of the tiles, including rubbing and polishing complete with tiles of | Medium shades pigment using 50% white cement and 50% ordinary cement | Sqm | 2589.9
Flooring Work | 11.18.3 | Precast terrazo tiles 22 mm thick with graded marble chips of sizes upto 12 mm, in skirting and risers of steps not exceeding 30 cm in height, on 12 mm thick cement plaster 1:3 (1 cement: 3 coarse sand), jointed with neat cement slurry mixed with pigment to match the shade of the tiles, including rubbing and polishing complete with tiles of | Dark shade pigment using ordinary cement | Sqm | 2489.13
Flooring Work | 11.18.4 | Precast terrazo tiles 22 mm thick with graded marble chips of sizes upto 12 mm, in skirting and risers of steps not exceeding 30 cm in height, on 12 mm thick cement plaster 1:3 (1 cement: 3 coarse sand), jointed with neat cement slurry mixed with pigment to match the shade of the tiles, including rubbing and polishing complete with tiles of | Ordinary cement without any pigment | Sqm | 2319.45
Flooring Work | 11.19.1 | Chequered terrazo tiles 22 mm thick with graded marble chips of size up to 6 mm in floors, jointed with neat cement slurry mixed with pigment to match the shade of the tiles, including rubbing and polishing complete, on 20 mm thick bed of cement mortar 1:4 (1 cement:4 coarse sand) | Light shade pigment using white cement | Sqm | 2012.37
Flooring Work | 11.19.2 | Chequered terrazo tiles 22 mm thick with graded marble chips of size up to 6 mm in floors, jointed with neat cement slurry mixed with pigment to match the shade of the tiles, including rubbing and polishing complete, on 20 mm thick bed of cement mortar 1:4 (1 cement:4 coarse sand) | Medium shade pigment using 50% white cement, 50% ordinary cement | Sqm | 1932.21
Flooring Work | 11.19.3 | Chequered terrazo tiles 22 mm thick with graded marble chips of size up to 6 mm in floors, jointed with neat cement slurry mixed with pigment to match the shade of the tiles, including rubbing and polishing complete, on 20 mm thick bed of cement mortar 1:4 (1 cement:4 coarse sand) | Dark shade pigment using ordinary cement | Sqm | 1855.38
Flooring Work | 11.19.4 | Chequered terrazo tiles 22 mm thick with graded marble chips of size up to 6 mm in floors, jointed with neat cement slurry mixed with pigment to match the shade of the tiles, including rubbing and polishing complete, on 20 mm thick bed of cement mortar 1:4 (1 cement:4 coarse sand) | Ordinary cement without any pigment | Sqm | 1769.47
Flooring Work | 11.20.1 | Chequerred precast cement concrete tiles 22 mm thick in footpath & courtyard, jointed with neat cement slurry mixed with pigment to match the shade of tiles, including rubbing and cleaning etc. complete, on 20 mm thick bed of cement mortar 1:4 (1 cement: 4 coarse sand) | Light shade pigment using white cement | Sqm | 1710.46
Flooring Work | 11.20.2 | Chequerred precast cement concrete tiles 22 mm thick in footpath & courtyard, jointed with neat cement slurry mixed with pigment to match the shade of tiles, including rubbing and cleaning etc. complete, on 20 mm thick bed of cement mortar 1:4 (1 cement: 4 coarse sand) | Medium shade pigment using 50% white cement 50% Grey cement | Sqm | 1501.26
Flooring Work | 11.20.3 | Chequerred precast cement concrete tiles 22 mm thick in footpath & courtyard, jointed with neat cement slurry mixed with pigment to match the shade of tiles, including rubbing and cleaning etc. complete, on 20 mm thick bed of cement mortar 1:4 (1 cement: 4 coarse sand) | Dark shade pigment using ordinary cement | Sqm | 1158.28
Flooring Work | 11.20.4 | Chequerred precast cement concrete tiles 22 mm thick in footpath & courtyard, jointed with neat cement slurry mixed with pigment to match the shade of tiles, including rubbing and cleaning etc. complete, on 20 mm thick bed of cement mortar 1:4 (1 cement: 4 coarse sand) | Ordinary cement without any pigment | Sqm | 1158.28
Flooring Work | 11.28.2 | White sand stone |  | Sqm | 1355.84
Flooring Work | 11.29.1 | 40 mm thick fine dressed stone flooring over 20 mm (average) thick base of cement mortar 1:6 (1 cement: 5 coarse sand), including pointing with cement mortar 1:2 (1 cement: 2 stone dust) with an admixture of pigment to match the shade of stone | Red sand stone | Sqm | 1545.51
Flooring Work | 11.29.2 | 40 mm thick fine dressed stone flooring over 20 mm (average) thick base of cement mortar 1:6 (1 cement: 5 coarse sand), including pointing with cement mortar 1:2 (1 cement: 2 stone dust) with an admixture of pigment to match the shade of stone | White sand stone | Sqm | 1592.46
Flooring Work | 11.30.1 | 40 mm thick rubbed stone flooring over 20 mm (average) thick base of cement mortar 1:5 (1 cement: 5 coarse sand) with joints 3 mm thick, side buttered with cement mortar 1:2 (1 cement: 2 stone dust) admixed with pigment to match the shade of stone and pointing with same mortar | Red sand stone | Sqm | 1688.93
Flooring Work | 11.30.2 | 40 mm thick rubbed stone flooring over 20 mm (average) thick base of cement mortar 1:5 (1 cement: 5 coarse sand) with joints 3 mm thick, side buttered with cement mortar 1:2 (1 cement: 2 stone dust) admixed with pigment to match the shade of stone and pointing with same mortar | White sand stone | Sqm | 1735.88
Flooring Work | 11.31 | Extra for pre finished nosing in treads of steps of Kota stone/ sand stone slab |  | Metre | 190.56
Flooring Work | 11.32 | Extra for Kota stone/ sand stone in treads of steps and risers using single length up to 1.05 metre |  | Sqm | 39.92
Flooring Work | 11.33.1 | 25 mm wooden planking, tongued and grooved in flooring, including fixing with iron screws complete with | Second class teak wood | Sqm | 6921.26
Flooring Work | 11.33.2 | 25 mm wooden planking, tongued and grooved in flooring, including fixing with iron screws complete with | Second class deodar wood | Sqm | 65417.99
Flooring Work | 11.35 | Providing and fixing M.S. angle 50x50x5 mm to act as nosing with lugs of M.S. flat 10x5 mm, 10 cm long, forked at end 60cm apart (minimum three lugs to be provided), including necessary welding and applying a priming coat of approved primer on exposed surface etc. complete |  | KG | 197.31
Flooring Work | 11.37 | Providing and laying Ceramic glazed floor tiles of size 300x300 mm (thickness to be specified by the manufacturer) of 1st quality conforming to IS: 15622 of approved make in colours such as White, Ivory, Grey, Fume Red Brown, laid on 20 mm thick cement mortar 1:4 (1 Cement: 4 Coarse sand), Jointing with grey cement slurry @ 3.3 kg/sqm including pointing the joints with white cement and matching pigment etc., complete |  | Sqm | 1382.93
Flooring Work | 11.37A | Providing and fixing 1st quality ceramic glazed floor tiles conforming to IS: 15622 (thickness to be specified by the manufacturer) of approved make in all colours, shades except burgundy, bottle green, black of any size as approved by Engineer- in-Charge in skirting, risers of steps and dados over 12 mm thick bed of cement Mortar 1:3 (1 cement: 3 coarse sand) and jointing with grey cement slurry @ 3.3kg per sqm including pointing in white cement mixed with pigment of matching shade complete |  | Sqm | 1346.64
Flooring Work | 11.38 | Providing and laying Ceramic glazed floor tiles of size 300x300 mm (thickness to be specified by the manufacturer), of 1st quality conforming to IS: 15622, of approved make, in all colours, shades, except White, Ivory, Grey, Fume Red Brown, laid on 20 mm thick bed of cement mortar 1:4 (1 Cement: 4 Coarse sand), jointing with grey cement slurry @ 3.3 kg/ sq.m including pointing the joints with white cement and matching pigments etc., complete |  | Sqm | 1456.72
Flooring Work | 11.39 | Providing and laying rectified Glazed Ceramic floor tiles of size 300x300 mm or more (thickness to be specified by the manufacturer), of 1st quality conforming to IS: 15622, of approved make, in colours White, Ivory, Grey, Fume Red Brown, laid on 20 mm thick cement mortar 1:4 (1 Cement: 4 Coarse sand), jointing with grey cement slurry @ 3.3 kg/ sqm including grouting the joints with white cement and matching pigments etc., complete |  | Sqm | 2174.65
Flooring Work | 11.40 | Providing and laying rectified Glazed Ceramic floor tiles of size 300x300 mm or more (thicknessto be specified by the manufacturer), of 1st quality conforming to IS: 15622, of approved make,in all colours, shades, except White, Ivory, Grey, Fume Red Brown, laid on 20 mm thick CementMortar 1:4 (1 Cement: 4 Coarse sand), jointing with grey cement slurry @ 3.3 kg/ sqm includingpointing the joints with white cement and matching pigments etc., complete |  | Sqm | 1517.01
Flooring Work | 11.41.1 | Providing and laying vitrified floor tiles in different sizes (thickness to be specified by the manufacturer) with water absorption less than 0.08% and conforming to IS: 15622, of approved make, in all colours and shades, laid on 20mm thick cement mortar 1:4 (1 cement: 4 coarse sand), jointing with grey cement slurry @ 3.3 kg/ sqm including grouting the joints with white cement and matching pigments etc., complete | Size of Tile 500x500 mm | Sqm | 1564.58
Flooring Work | 11.41.2 | Providing and laying vitrified floor tiles in different sizes (thickness to be specified by the manufacturer) with water absorption less than 0.08% and conforming to IS: 15622, of approved make, in all colours and shades, laid on 20mm thick cement mortar 1:4 (1 cement: 4 coarse sand), jointing with grey cement slurry @ 3.3 kg/ sqm including grouting the joints with white cement and matching pigments etc., complete | Size of Tile 600x600 mm | Sqm | 1654.99
Flooring Work | 11.41.3 | Providing and laying vitrified floor tiles in different sizes (thickness to be specified by the manufacturer) with water absorption less than 0.08% and conforming to IS: 15622, of approved make, in all colours and shades, laid on 20mm thick cement mortar 1:4 (1 cement: 4 coarse sand), jointing with grey cement slurry @ 3.3 kg/ sqm including grouting the joints with white cement and matching pigments etc., complete | Size of Tile 800x800 mm | Sqm | 2155.46
Flooring Work | 11.41.4 | Providing and laying vitrified floor tiles in different sizes (thickness to be specified by the manufacturer) with water absorption less than 0.08% and conforming to IS: 15622, of approved make, in all colours and shades, laid on 20mm thick cement mortar 1:4 (1 cement: 4 coarse sand), jointing with grey cement slurry @ 3.3 kg/ sqm including grouting the joints with white cement and matching pigments etc., complete | Size of Tile 1000x1000 mm | Sqm | 2884.56
Flooring Work | 11.41A.1.1 | Providing and laying Vitrified tiles in floor in different sizes (thickness to be specified by the manufacturer) with water absorption less than 0.08% and conforming to IS:15622, of approved brand & manufacturer, in all colours and shade, laid on 20 mm thick cement mortar 1:4 (1 cement: 4 coarse sand) jointing with grey cement slurry @3.3 kg/sqm including grouting the joints with white cement and matching pigments etc. The tiles must be cut with the zero chipping diamond cutter only. Laying of tiles will be done with the notch trowel, plier, wedge, clips of required thickness, leveling system and rubber mallet for placing the tiles gently and easily — Double charge vitrified tile polished finish of size | Size of Tile 600 x 600 mm | Sqm | 1698.31
Flooring Work | 11.41A.1.2 | Providing and laying Vitrified tiles in floor in different sizes (thickness to be specified by the manufacturer) with water absorption less than 0.08% and conforming to IS:15622, of approved brand & manufacturer, in all colours and shade, laid on 20 mm thick cement mortar 1:4 (1 cement: 4 coarse sand) jointing with grey cement slurry @3.3 kg/sqm including grouting the joints with white cement and matching pigments etc. The tiles must be cut with the zero chipping diamond cutter only. Laying of tiles will be done with the notch trowel, plier, wedge, clips of required thickness, leveling system and rubber mallet for placing the tiles gently and easily — Double charge vitrified tile polished finish of size | Size of Tile 800 x 800 mm | Sqm | 2004.84
Flooring Work | 11.41A.1.3 | Providing and laying Vitrified tiles in floor in different sizes (thickness to be specified by the manufacturer) with water absorption less than 0.08% and conforming to IS:15622, of approved brand & manufacturer, in all colours and shade, laid on 20 mm thick cement mortar 1:4 (1 cement: 4 coarse sand) jointing with grey cement slurry @3.3 kg/sqm including grouting the joints with white cement and matching pigments etc. The tiles must be cut with the zero chipping diamond cutter only. Laying of tiles will be done with the notch trowel, plier, wedge, clips of required thickness, leveling system and rubber mallet for placing the tiles gently and easily — Double charge vitrified tile polished finish of size | Size of Tile 600 x 1200 mm | Sqm | 2128.79
Flooring Work | 11.41A.1.4 | Providing and laying Vitrified tiles in floor in different sizes (thickness to be specified by the manufacturer) with water absorption less than 0.08% and conforming to IS:15622, of approved brand & manufacturer, in all colours and shade, laid on 20 mm thick cement mortar 1:4 (1 cement: 4 coarse sand) jointing with grey cement slurry @3.3 kg/sqm including grouting the joints with white cement and matching pigments etc. The tiles must be cut with the zero chipping diamond cutter only. Laying of tiles will be done with the notch trowel, plier, wedge, clips of required thickness, leveling system and rubber mallet for placing the tiles gently and easily — Double charge vitrified tile polished finish of size | Size of Tile 800 x 1600 mm | Sqm | 2376.68
Flooring Work | 11.41A.1.5 | Providing and laying Vitrified tiles in floor in different sizes (thickness to be specified by the manufacturer) with water absorption less than 0.08% and conforming to IS:15622, of approved brand & manufacturer, in all colours and shade, laid on 20 mm thick cement mortar 1:4 (1 cement: 4 coarse sand) jointing with grey cement slurry @3.3 kg/sqm including grouting the joints with white cement and matching pigments etc. The tiles must be cut with the zero chipping diamond cutter only. Laying of tiles will be done with the notch trowel, plier, wedge, clips of required thickness, leveling system and rubber mallet for placing the tiles gently and easily — Double charge vitrified tile polished finish of size | Size of Tile 1000 x 1000 mm | Sqm | 2500.63
Flooring Work | 11.41A.2.1 | Providing and laying Vitrified tiles in floor in different sizes (thickness to be specified by the manufacturer) with water absorption less than 0.08% and conforming to IS:15622, of approved brand & manufacturer, in all colours and shade, laid on 20 mm thick cement mortar 1:4 (1 cement: 4 coarse sand) jointing with grey cement slurry @3.3 kg/sqm including grouting the joints with white cement and matching pigments etc. The tiles must be cut with the zero chipping diamond cutter only. Laying of tiles will be done with the notch trowel, plier, wedge, clips of required thickness, leveling system and rubber mallet for placing the tiles gently and easily — Glazed vitrified floor tiles polished finish of size | Size of Tile 600 x 600 mm | Sqm | 1942.14
Flooring Work | 11.41A.2.2 | Providing and laying Vitrified tiles in floor in different sizes (thickness to be specified by the manufacturer) with water absorption less than 0.08% and conforming to IS:15622, of approved brand & manufacturer, in all colours and shade, laid on 20 mm thick cement mortar 1:4 (1 cement: 4 coarse sand) jointing with grey cement slurry @3.3 kg/sqm including grouting the joints with white cement and matching pigments etc. The tiles must be cut with the zero chipping diamond cutter only. Laying of tiles will be done with the notch trowel, plier, wedge, clips of required thickness, leveling system and rubber mallet for placing the tiles gently and easily — Glazed vitrified floor tiles polished finish of size | Size of Tile 600 x 1200 mm | Sqm | 2500.63
Flooring Work | 11.41A.2.3 | Providing and laying Vitrified tiles in floor in different sizes (thickness to be specified by the manufacturer) with water absorption less than 0.08% and conforming to IS:15622, of approved brand & manufacturer, in all colours and shade, laid on 20 mm thick cement mortar 1:4 (1 cement: 4 coarse sand) jointing with grey cement slurry @3.3 kg/sqm including grouting the joints with white cement and matching pigments etc. The tiles must be cut with the zero chipping diamond cutter only. Laying of tiles will be done with the notch trowel, plier, wedge, clips of required thickness, leveling system and rubber mallet for placing the tiles gently and easily — Glazed vitrified floor tiles polished finish of size | Size of Tile 800 x 800 mm | Sqm | 2128.79
Flooring Work | 11.41A.2.4 | Providing and laying Vitrified tiles in floor in different sizes (thickness to be specified by the manufacturer) with water absorption less than 0.08% and conforming to IS:15622, of approved brand & manufacturer, in all colours and shade, laid on 20 mm thick cement mortar 1:4 (1 cement: 4 coarse sand) jointing with grey cement slurry @3.3 kg/sqm including grouting the joints with white cement and matching pigments etc. The tiles must be cut with the zero chipping diamond cutter only. Laying of tiles will be done with the notch trowel, plier, wedge, clips of required thickness, leveling system and rubber mallet for placing the tiles gently and easily — Glazed vitrified floor tiles polished finish of size | Size of Tile 800 x 1200 mm | Sqm | 2376.68
Flooring Work | 11.41A.2.5 | Providing and laying Vitrified tiles in floor in different sizes (thickness to be specified by the manufacturer) with water absorption less than 0.08% and conforming to IS:15622, of approved brand & manufacturer, in all colours and shade, laid on 20 mm thick cement mortar 1:4 (1 cement: 4 coarse sand) jointing with grey cement slurry @3.3 kg/sqm including grouting the joints with white cement and matching pigments etc. The tiles must be cut with the zero chipping diamond cutter only. Laying of tiles will be done with the notch trowel, plier, wedge, clips of required thickness, leveling system and rubber mallet for placing the tiles gently and easily — Glazed vitrified floor tiles polished finish of size | Size of Tile 1200 x 1200 mm | Sqm | 2611.45
Flooring Work | 11.41A.3.1 | Providing and laying Vitrified tiles in floor in different sizes (thickness to be specified by the manufacturer) with water absorption less than 0.08% and conforming to IS:15622, of approved brand & manufacturer, in all colours and shade, laid on 20 mm thick cement mortar 1:4 (1 cement: 4 coarse sand) jointing with grey cement slurry @3.3 kg/sqm including grouting the joints with white cement and matching pigments etc. The tiles must be cut with the zero chipping diamond cutter only. Laying of tiles will be done with the notch trowel, plier, wedge, clips of required thickness, leveling system and rubber mallet for placing the tiles gently and easily — Glazed Vitrified tiles Matt/Antiskid finish of size | Size of Tile 600 x 600 mm | Sqm | 1570.29
Flooring Work | 11.41A.3.2 | Providing and laying Vitrified tiles in floor in different sizes (thickness to be specified by the manufacturer) with water absorption less than 0.08% and conforming to IS:15622, of approved brand & manufacturer, in all colours and shade, laid on 20 mm thick cement mortar 1:4 (1 cement: 4 coarse sand) jointing with grey cement slurry @3.3 kg/sqm including grouting the joints with white cement and matching pigments etc. The tiles must be cut with the zero chipping diamond cutter only. Laying of tiles will be done with the notch trowel, plier, wedge, clips of required thickness, leveling system and rubber mallet for placing the tiles gently and easily — Glazed Vitrified tiles Matt/Antiskid finish of size | Size of Tile 600 x 1200 mm | Sqm | 1867.77
Flooring Work | 11.41A.3.3 | Providing and laying Vitrified tiles in floor in different sizes (thickness to be specified by the manufacturer) with water absorption less than 0.08% and conforming to IS:15622, of approved brand & manufacturer, in all colours and shade, laid on 20 mm thick cement mortar 1:4 (1 cement: 4 coarse sand) jointing with grey cement slurry @3.3 kg/sqm including grouting the joints with white cement and matching pigments etc. The tiles must be cut with the zero chipping diamond cutter only. Laying of tiles will be done with the notch trowel, plier, wedge, clips of required thickness, leveling system and rubber mallet for placing the tiles gently and easily — Glazed Vitrified tiles Matt/Antiskid finish of size | Size of Tile 800 x 800 mm | Sqm | 1793.4
Flooring Work | 11.41A.3.4 | Providing and laying Vitrified tiles in floor in different sizes (thickness to be specified by the manufacturer) with water absorption less than 0.08% and conforming to IS:15622, of approved brand & manufacturer, in all colours and shade, laid on 20 mm thick cement mortar 1:4 (1 cement: 4 coarse sand) jointing with grey cement slurry @3.3 kg/sqm including grouting the joints with white cement and matching pigments etc. The tiles must be cut with the zero chipping diamond cutter only. Laying of tiles will be done with the notch trowel, plier, wedge, clips of required thickness, leveling system and rubber mallet for placing the tiles gently and easily — Glazed Vitrified tiles Matt/Antiskid finish of size | Size of Tile 800 x 1200 mm | Sqm | 2136.08
Flooring Work | 11.41A.3.5 | Providing and laying Vitrified tiles in floor in different sizes (thickness to be specified by the manufacturer) with water absorption less than 0.08% and conforming to IS:15622, of approved brand & manufacturer, in all colours and shade, laid on 20 mm thick cement mortar 1:4 (1 cement: 4 coarse sand) jointing with grey cement slurry @3.3 kg/sqm including grouting the joints with white cement and matching pigments etc. The tiles must be cut with the zero chipping diamond cutter only. Laying of tiles will be done with the notch trowel, plier, wedge, clips of required thickness, leveling system and rubber mallet for placing the tiles gently and easily — Glazed Vitrified tiles Matt/Antiskid finish of size | Size of Tile 1200 x 1200 mm | Sqm | 2908.92
Flooring Work | 11.42 | Deduct for not using 20 mm thick cement mortar 1:4 (1 cement: 4 coarse sand) bedding in laying of floor tiles and jointing with grey cement slurry @ 3.3 kg/sqm |  | Sqm | 940.42
Flooring Work | 11.43 | Fixing glazed/ Ceramic/ Vitrified floor tiles with cement based high polymer modified quick-set tile adhesive (Water based) conforming to IS: 15477, in average 3mm thickness |  | Sqm | 757.25
Flooring Work | 11.44 | Crazy ceramic tile flooring, with under layer 12 mm thick cement mortar 1:4 (1 cement: 4 coarse sand), with joints not exceeding 5 mm, including filling the gaps with ordinary cement mixture & mixing with synthetic polyester fibre, triangular in shape having specific gravity of 1.34 to 1.40, cross section size ranging from 10 to 40 micron & length upto 6 mm, mixing fibre @ 125 grams per 50 kg of cement in cement mortar, including providing and mixing water proofing material in mortar @ 1 kg per 50 kg of cement, all complete as per direction of Engineer-in- charge |  | Sqm | 958.71
Flooring Work | 11.45 | Providing and laying 500x500x40 mm thick Turf paver (Turfpave XD) on 150 mm thick sub grade of compacted bed of 20 mm thick nominal size stone aggregate and base course and filling with 150 mm thick jamuna sand, including spreading, well ramming, consolidating and finishing smooth etc. all complete as per direction of Engineer-in-charge |  | Sqm | 1686.95
Flooring Work | 11.46.1 | Providing and laying Vitrified tiles in different sizes (thickness to be specified by manufacturer), with water absorption less than 0.08% and conforming to I.S. 15622, of approved make, in all colours & shade, in skirting, riser of steps, over 12 mm thick bed of cement mortar 1:3 (1 cement: 3 coarse sand), jointing with grey cement slurry @ 3.3 kg/ sqm including grouting the joint with white cement & matching pigments etc. complete | Size of Tile 500x500 mm | Sqm | 1617.49
Flooring Work | 11.46.2 | Providing and laying Vitrified tiles in different sizes (thickness to be specified by manufacturer), with water absorption less than 0.08% and conforming to I.S. 15622, of approved make, in all colours & shade, in skirting, riser of steps, over 12 mm thick bed of cement mortar 1:3 (1 cement: 3 coarse sand), jointing with grey cement slurry @ 3.3 kg/ sqm including grouting the joint with white cement & matching pigments etc. complete | Size of Tile 600x600 mm | Sqm | 1707.9
Flooring Work | 11.46.3 | Providing and laying Vitrified tiles in different sizes (thickness to be specified by manufacturer), with water absorption less than 0.08% and conforming to I.S. 15622, of approved make, in all colours & shade, in skirting, riser of steps, over 12 mm thick bed of cement mortar 1:3 (1 cement: 3 coarse sand), jointing with grey cement slurry @ 3.3 kg/ sqm including grouting the joint with white cement & matching pigments etc. complete | Size of Tile 800x800 mm | Sqm | 2212.43
Flooring Work | 11.46.4 | Providing and laying Vitrified tiles in different sizes (thickness to be specified by manufacturer), with water absorption less than 0.08% and conforming to I.S. 15622, of approved make, in all colours & shade, in skirting, riser of steps, over 12 mm thick bed of cement mortar 1:3 (1 cement: 3 coarse sand), jointing with grey cement slurry @ 3.3 kg/ sqm including grouting the joint with white cement & matching pigments etc. complete | Size of Tile 1000x1000 mm | Sqm | 2941.54
Flooring Work | 11.46A | Providing and fixing glazed screen printed border tile 75mm wide having thickness 5mm, of approved quality & make, in all shades, design and prints, in dado, over 12mm thick bed of cement mortar 1:3 (1 Cement: 3 Coarse sand) and jointing with grey cement slurry @ 3.4 kg/sqm including pointing with white cement mixed with pigment of matching shade, all complete as approved by Engineer - in - Charge |  | Metre | 199.68
Flooring Work | 11.47.1 | Providing and laying Vitrified tiles in different sizes (thickness to be specified by the manufacturer), with water absorption less than 0.08% and conforming to IS: 15622, of approved brand & manufacturer, in all colours and shade, in skirting, riser of steps, laid with cement based high polymer modified quick set tile adhesive (water based) conforming to IS: 15477, in average 6 mm thickness, including grouting of joints (Payment for grouting of joints to be made separately) | Size of Tile 500x500 mm | Sqm | 1755.05
Flooring Work | 11.47.2 | Providing and laying Vitrified tiles in different sizes (thickness to be specified by the manufacturer), with water absorption less than 0.08% and conforming to IS: 15622, of approved brand & manufacturer, in all colours and shade, in skirting, riser of steps, laid with cement based high polymer modified quick set tile adhesive (water based) conforming to IS: 15477, in average 6 mm thickness, including grouting of joints (Payment for grouting of joints to be made separately) | Size of Tile 600x600 mm | Sqm | 1845.46
Flooring Work | 11.47.3 | Providing and laying Vitrified tiles in different sizes (thickness to be specified by the manufacturer), with water absorption less than 0.08% and conforming to IS: 15622, of approved brand & manufacturer, in all colours and shade, in skirting, riser of steps, laid with cement based high polymer modified quick set tile adhesive (water based) conforming to IS: 15477, in average 6 mm thickness, including grouting of joints (Payment for grouting of joints to be made separately) | Size of Tile 800x800 mm | Sqm | 2350
Flooring Work | 11.47.4 | Providing and laying Vitrified tiles in different sizes (thickness to be specified by the manufacturer), with water absorption less than 0.08% and conforming to IS: 15622, of approved brand & manufacturer, in all colours and shade, in skirting, riser of steps, laid with cement based high polymer modified quick set tile adhesive (water based) conforming to IS: 15477, in average 6 mm thickness, including grouting of joints (Payment for grouting of joints to be made separately) | Size of Tile 1000x1000 mm | Sqm | 3079.1
Flooring Work | 11.48.1 | Grouting the joints of flooring tiles having joints of 3 mm width, using epoxy grout mix of 0.70 kg of organic coated filler of desired shade (0.10 kg of hardener and 0.20 kg of resin per kg), including filling / grouting and finishing complete as per direction of Engineer-in-charge | Size of Tile 500x500 mm | Sqm | 356.13
Flooring Work | 11.48.2 | Grouting the joints of flooring tiles having joints of 3 mm width, using epoxy grout mix of 0.70 kg of organic coated filler of desired shade (0.10 kg of hardener and 0.20 kg of resin per kg), including filling / grouting and finishing complete as per direction of Engineer-in-charge | Size of Tile 600x600 mm | Sqm | 295.95
Flooring Work | 11.48.3 | Grouting the joints of flooring tiles having joints of 3 mm width, using epoxy grout mix of 0.70 kg of organic coated filler of desired shade (0.10 kg of hardener and 0.20 kg of resin per kg), including filling / grouting and finishing complete as per direction of Engineer-in-charge | Size of Tile 800x800 mm | Sqm | 235.77
Flooring Work | 11.48.4 | Grouting the joints of flooring tiles having joints of 3 mm width, using epoxy grout mix of 0.70 kg of organic coated filler of desired shade (0.10 kg of hardener and 0.20 kg of resin per kg), including filling / grouting and finishing complete as per direction of Engineer-in-charge | Size of Tile 1000x1000 mm | Sqm | 169.65
Flooring Work | 11.49.1 | Providing and laying Vitrified tiles in floor with different sizes (thickness to be specified by the manufacturer), with water absorption less than 0.08% and conforming to IS:15622, of approved brand & manufacturer, in all colours and shade, laid with cement based high polymer modified quick set tile adhesive (water based) conforming to IS: 15477, in average 6 mm thickness, including grouting of joints (Payment for grouting of joints to be made separately) | Size of Tile 500x500 mm | Sqm | 1606.89
Flooring Work | 11.49.2 | Providing and laying Vitrified tiles in floor with different sizes (thickness to be specified by the manufacturer), with water absorption less than 0.08% and conforming to IS:15622, of approved brand & manufacturer, in all colours and shade, laid with cement based high polymer modified quick set tile adhesive (water based) conforming to IS: 15477, in average 6 mm thickness, including grouting of joints (Payment for grouting of joints to be made separately) | Size of Tile 600x600 mm | Sqm | 1697.29
Flooring Work | 11.49.3 | Providing and laying Vitrified tiles in floor with different sizes (thickness to be specified by the manufacturer), with water absorption less than 0.08% and conforming to IS:15622, of approved brand & manufacturer, in all colours and shade, laid with cement based high polymer modified quick set tile adhesive (water based) conforming to IS: 15477, in average 6 mm thickness, including grouting of joints (Payment for grouting of joints to be made separately) | Size of Tile 800x800 mm | Sqm | 2201.83
Flooring Work | 11.49.4 | Providing and laying Vitrified tiles in floor with different sizes (thickness to be specified by the manufacturer), with water absorption less than 0.08% and conforming to IS:15622, of approved brand & manufacturer, in all colours and shade, laid with cement based high polymer modified quick set tile adhesive (water based) conforming to IS: 15477, in average 6 mm thickness, including grouting of joints (Payment for grouting of joints to be made separately) | Size of Tile 1000x1000 mm | Sqm | 2930.93
Flooring Work | 11.50 | Deduct for not grouting the joints with white cement and matching pigment in the items of fixing of vitrified tiles |  | Sqm | 16.12
Flooring Work | 11.51.1 | Providing and laying machine cut, mirror polished, Italian Marble stone flooring laid in required pattern in linear portion of the building all complete as per architectural drawings, with 18 mm thick stone slab laid over 20 mm (average) thick base of cement mortar 1:4 (1 cement: 4 coarse sand) laid and jointed with white cement slurry @ 4.4 kg/sqm including pointing with white cement slurry admixed with pigment to match the marble shade including rubbing, curing and polishing etc. all complete as specified and as directed by the Engineer-in-Charge | 18 mm thick Italian Marble stone slab, Perlato, Rosso verona, Fire Red or Dark Emperadore etc | Sqm | 8028.98
Flooring Work | 11.52.1 | Providing and laying machine cut, mirror polished Marble stone flooring, in required design (Simple geometrical, abstract etc.) and in patterns in combination with Italian marble stones of different colours, shades and finished surface texture etc., in linear portions of the building, all complete as per the architectural drawings, with 18 mm thick stone slab laid over 20 mm (average) thick base of cement mortar 1:4 (1 cement: 4 coarse sand) laid and jointed with white cement slurry @ 4.4 kg/sqm, including pointing with white cement slurry admixed with pigment to match the marble shade, including rubbing, curing and polishing etc. all complete as specified and as directed by the Engineer-in-Charge | 18 mm thick Italian Marble stone slab, Perlato, Rosso verona, Fire Red or Dark Emperadore etc | Sqm | 8400.13
Flooring Work | 11.53 | Providing and fixing Glass mossaic tiles on finished plain wall surface of size 20 mm x 20 mm x 4 mm in all colour, design, fixing in customize design as per direction of Engineer-in- Charge. The glass mosaic tiles to be fixed on the wall surface with the help of approved adhesive applied at the rate of 2.5 kg per sqm and grouting of the same. The rate is inclusive of all operation, material and required pattern approved by Engineer-in-Charge |  | Sqm | 4297.75
Roofing Work | 12.1.1 | Providing corrugated G.S. sheet roofing including vertical / curved surface fixed with polymer coated J or L hooks, bolts and nuts 8 mm diametre with bitumen and G.I. limpet washers or with G.I. limpet washers filled with white lead, including a coat of approved steel primer and two coats of approved paint on overlapping of sheets complete (up to any pitch in horizontal/ vertical or curved surfaces), excluding the cost of purlins,rafters and trusses and including cutting to size and shape wherever required | 1.00 mm thick with zinc coating not less than 275 gm/m3 | Sqm | 1758.31
Roofing Work | 12.1.2 | Providing corrugated G.S. sheet roofing including vertical / curved surface fixed with polymer coated J or L hooks, bolts and nuts 8 mm diametre with bitumen and G.I. limpet washers or with G.I. limpet washers filled with white lead, including a coat of approved steel primer and two coats of approved paint on overlapping of sheets complete (up to any pitch in horizontal/ vertical or curved surfaces), excluding the cost of purlins,rafters and trusses and including cutting to size and shape wherever required | 0.80 mm thick with zinc coating not less than 275 gm/m2 | Sqm | 1506.75
Roofing Work | 12.1.3 | Providing corrugated G.S. sheet roofing including vertical / curved surface fixed with polymer coated J or L hooks, bolts and nuts 8 mm diametre with bitumen and G.I. limpet washers or with G.I. limpet washers filled with white lead, including a coat of approved steel primer and two coats of approved paint on overlapping of sheets complete (up to any pitch in horizontal/ vertical or curved surfaces), excluding the cost of purlins,rafters and trusses and including cutting to size and shape wherever required | 0.63 mm thick with zinc coating not less than 275 gm/ m3 | Sqm | 1287.15
Roofing Work | 12.2.1 | Extra for straight cutting in C.G.S. sheet roofing for making opening of area exceeding 40 sq. decimetre for chimney stacks, sky light etc | 1.00 mm thick | Metre | 105.84
Roofing Work | 12.2.2 | Extra for straight cutting in C.G.S. sheet roofing for making opening of area exceeding 40 sq. decimetre for chimney stacks, sky light etc | 0.80 mm thick | Metre | 84.68
Roofing Work | 12.2.3 | Extra for straight cutting in C.G.S. sheet roofing for making opening of area exceeding 40 sq. decimetre for chimney stacks, sky light etc | 0.63 mm thick | Metre | 84.68
Roofing Work | 12.3.1 | Extra for circular cutting in C.G.S. sheet roofing for making opening of area exceeding 40 sq. decimetre | 1.00 mm thick | Metre | 590.41
Roofing Work | 12.3.2 | Extra for circular cutting in C.G.S. sheet roofing for making opening of area exceeding 40 sq. decimetre | 0.80 mm thick | Metre | 471.57
Roofing Work | 12.3.3 | Extra for circular cutting in C.G.S. sheet roofing for making opening of area exceeding 40 sq. decimetre | 0.63 mm thick | Metre | 471.57
Roofing Work | 12.4.1 | Providing ridges or hips of width 60 cm overall width plain G.S. sheet fixed with polymer coated J or L hooks, bolts and nuts 8 mm dia G.I. limpet and bitumen washers complete | 0.80 mm thick with zinc coating not less than 275 gm/m2 | Metre | 1025.81
Roofing Work | 12.4.2 | Providing ridges or hips of width 60 cm overall width plain G.S. sheet fixed with polymer coated J or L hooks, bolts and nuts 8 mm dia G.I. limpet and bitumen washers complete | 0.63 mm thick with zinc coating not less than 275 gm/m3 | Metre | 926.85
Roofing Work | 12.5.1 | Providing valleys of 90 cm wide overall in plain G.S. sheet fixed with polymer coated Jor L hooks, bolts and nuts 8 mm dia G.I. limpet and bitumen washers complete | 1.60 mm thick with zinc coating not less than 350 gm/m3 | Metre | 1771.57
Roofing Work | 12.6.1 | Providing and fixing of 40 cm overall width plain G.S. sheet fixed with polymer coated J or L hooks, bolts and nuts, G.l. limpet and bitumen washer complete, bent to shape and fixed in wall with cement mortar 1:3 (2 cement: 3 coarse sand) | 1.00 mm thick with zinc coating not less than 275 gm/m3 | Metre | 839.77
Roofing Work | 12.7.1 | Providing and fixing 15 cm wide, 45 cm overall semi-circular plain G.S. sheet gutter with iron brackets 40x3mm size, bolts, nuts and washers etc., including making necessary connections with rain water pipes complete | 0.80 mm thick with zinc coating not less than 275 gm/m3 | Metre | 1043.02
Roofing Work | 12.7.2 | Providing and fixing 15 cm wide, 45 cm overall semi-circular plain G.S. sheet gutter with iron brackets 40x3mm size, bolts, nuts and washers etc., including making necessary connections with rain water pipes complete | 0.63 mm thick with zinc coating not less than 275 gm/m3 | Metre | 960.62
Roofing Work | 12.8 | Providing reinforced by organic fibres and/or inorganic synthetic fibres cement 6 mm thick corrugatedsheets (as per IS: 14871) roofing up to any pitch and fixing with polymer coated J, or L hooks, bolts and nuts9 mm dia. G.I. plain and bitumen washers or with self drilling fastener and EPDM washers etc. complete(excluding the cost of purlins, rafters and trusses), including cutting sheets to size and shape wherever required |  | Sqm | 571.71
Roofing Work | 12.9 | Extra for straight cutting in reinforced by organic fibres and/or inorganic synthetic fibres cement corrugated,semi corrugated 6 mm thick sheet roofing for making openings of area exceeding 40 square decimetre for chimney stacks, skylights etc |  | Metre | 84.68
Roofing Work | 12.10 | Extra for circular cutting in reinforced by organic fibres and/or inorganic synthetic fibres cement corrugated/semi corrugated 6 mm thick sheet roofing for making openings of area exceeding 40 square decimetre |  | Metre | 233.91
Roofing Work | 12.11 | Extra for providing and fixing wind ties of 40x 6 mm flat iron section |  | Metre | 272.13
Roofing Work | 12.12.1 | Providing and fixing ridges and hips in fibre cement reinforced by organic fibres and/or inorganic syntheticfibres roofing with suitable fixing accessories or self drilling fastener and EPDM washer etc. complete | Corrugated serrated adjustable ridges | Metre | 542.91
Roofing Work | 12.12.2 | Providing and fixing ridges and hips in fibre cement reinforced by organic fibres and/or inorganic syntheticfibres roofing with suitable fixing accessories or self drilling fastener and EPDM washer etc. complete | Plain wing adjustable ridges | Metre | 542.91
Roofing Work | 12.12.3 | Providing and fixing ridges and hips in fibre cement reinforced by organic fibres and/or inorganic syntheticfibres roofing with suitable fixing accessories or self drilling fastener and EPDM washer etc. complete | Close fitting adjustable ridges | Metre | 611.16
Roofing Work | 12.12.4 | Providing and fixing ridges and hips in fibre cement reinforced by organic fibres and/or inorganic syntheticfibres roofing with suitable fixing accessories or self drilling fastener and EPDM washer etc. complete | Unserrated adjustable hips | Metre | 541.58
Roofing Work | 12.13.1 | Providing and fixing fibre cement reinforced by organic fibres and/or inorganic synthetic fibres roofing accessories in all colours with polymer coated J or L hooks, bolts and nuts and or G.I. seam bolts and nuts, G.I. plain and bitumen washers or with self drilling fastener and EPDM washer etc. complete | Corrugated apron pieces | Metre | 451.02
Roofing Work | 12.13.2 | Providing and fixing fibre cement reinforced by organic fibres and/or inorganic synthetic fibres roofing accessories in all colours with polymer coated J or L hooks, bolts and nuts and or G.I. seam bolts and nuts, G.I. plain and bitumen washers or with self drilling fastener and EPDM washer etc. complete | Eave's filler pieces | Metre | 365.89
Roofing Work | 12.13.3 | Providing and fixing fibre cement reinforced by organic fibres and/or inorganic synthetic fibres roofing accessories in all colours with polymer coated J or L hooks, bolts and nuts and or G.I. seam bolts and nuts, G.I. plain and bitumen washers or with self drilling fastener and EPDM washer etc. complete | North light curves | Metre | 614.82
Roofing Work | 12.13.4 | Providing and fixing fibre cement reinforced by organic fibres and/or inorganic synthetic fibres roofing accessories in all colours with polymer coated J or L hooks, bolts and nuts and or G.I. seam bolts and nuts, G.I. plain and bitumen washers or with self drilling fastener and EPDM washer etc. complete | Ventilator curves | Metre | 667.41
Roofing Work | 12.13.5 | Providing and fixing fibre cement reinforced by organic fibres and/or inorganic synthetic fibres roofing accessories in all colours with polymer coated J or L hooks, bolts and nuts and or G.I. seam bolts and nuts, G.I. plain and bitumen washers or with self drilling fastener and EPDM washer etc. complete | Barge boards | Metre | 789.81
Roofing Work | 12.13.6 | Providing and fixing fibre cement reinforced by organic fibres and/or inorganic synthetic fibres roofing accessories in all colours with polymer coated J or L hooks, bolts and nuts and or G.I. seam bolts and nuts, G.I. plain and bitumen washers or with self drilling fastener and EPDM washer etc. complete | Ridge finials | Pair | 336.49
Roofing Work | 12.13.7 | Providing and fixing fibre cement reinforced by organic fibres and/or inorganic synthetic fibres roofing accessories in all colours with polymer coated J or L hooks, bolts and nuts and or G.I. seam bolts and nuts, G.I. plain and bitumen washers or with self drilling fastener and EPDM washer etc. complete | Special north light curves | Each | 1101.45
Roofing Work | 12.13.8 | Providing and fixing fibre cement reinforced by organic fibres and/or inorganic synthetic fibres roofing accessories in all colours with polymer coated J or L hooks, bolts and nuts and or G.I. seam bolts and nuts, G.I. plain and bitumen washers or with self drilling fastener and EPDM washer etc. complete | Type louvers | Metre | 581.04
Roofing Work | 12.14 | Providing flat iron brackets 50x3 mm size with necessary bolts, nuts and washers etc. for fixing G.S. sheetsgutters with purlins |  | Metre | 113.3
Roofing Work | 12.18 | Extra for every additional 1 cm thickness of mud phaska |  | Sqm | 23.97
Roofing Work | 12.20 | Providing and laying pressed clay tiles (as per approved pattern 20 mm nominal thickness of approved size)on roofs jointed with cement mortar 1:4 (1 cement: 4 coarse sand) mixed with 2% integral water proofingcompound, laid over a bed of 20 mm thick cement mortar 1:4 (1 cement: 4 coarse sand) and finished neatcomplete |  | Sqm | 755.88
Roofing Work | 12.21.1 | Providing gola 75x75 mm in cement concrete 1:2:4 (1 cement: 2 coarse sand: 4 stone aggregate 10 mm and down gauge), including finishing with cement mortar 1:3 (1 cement: 3 fine sand) as per standard design | In 75x75 mm deep chase | Sqm | 302.38
Roofing Work | 12.22 | Making khurras 45x45 cm with average minimum thickness of 5 cm cement concrete 1:2:4 (1 cement: 2 coarse sand: 4 graded stone aggregate of 20 mm nominal size) over P.V.C. sheet 1 m x1 m x 400 micron, finished with 12 mm cement plaster 1:3 (1 cement: 3 coarse sand) and a coat of neat cement, rounding the edges and making and finishing the outlet complete |  | Each | 272.23
Roofing Work | 12.23.1.1 | Providing sand stone slab for roofing and laying them in cement mortar 1: 4 (1 cement: 4 coarse sand) overwooden karries or R.C.C. battens or structural steel sections (Karries or battens or structural steel sectionsto be paid separately), including pointing the ceiling joints with cement mortar 1:3 (1 cement: 3 fine sand) complete — Red sand stone slab | 40 to 50 mm thick | Sqm | 1168.27
Roofing Work | 12.23.2.1 | Providing sand stone slab for roofing and laying them in cement mortar 1: 4 (1 cement: 4 coarse sand) overwooden karries or R.C.C. battens or structural steel sections (Karries or battens or structural steel sectionsto be paid separately), including pointing the ceiling joints with cement mortar 1:3 (1 cement: 3 fine sand) complete — White sand stone slab | 40 to 50 mm thick | Sqm | 1262.16
Roofing Work | 12.24.1.1 | Providing and fixing insulating board ceiling of approved quality with necessary nails etc. complete (frame work to be paid separately) — 12.24.1 Natural colour insulating board | 12 mm thick | Sqm | 966.77
Roofing Work | 12.24.2.1 | Providing and fixing insulating board ceiling of approved quality with necessary nails etc. complete (frame work to be paid separately) — White face insulating board | 12 mm thick | Sqm | 1134.22
Roofing Work | 12.24.3.1 | Providing and fixing insulating board ceiling of approved quality with necessary nails etc. complete (frame work to be paid separately) — Flame retardant face insulating board | 12 mm thick | Sqm | 1209.33
Roofing Work | 12.25.1 | Providing and fixing flat pressed 3 layer medium density particle board or graded particle board (Grade I) IS:3088 marked, in ceiling with necessary nails etc. complete (frame work to be paid separately) | 12 mm thick | Sqm | 1003.31
Roofing Work | 12.26.1 | Providing and fixing plain multipurpose cement board(Hight pressure steam cured) with suitable screws forcement particle board in ceiling etc. complete (frame work to be paid seperatately) | 6 mm thick Cement fiber board as per IS: 14863 | Sqm | 1000.18
Roofing Work | 12.26.2 | Providing and fixing plain multipurpose cement board(Hight pressure steam cured) with suitable screws forcement particle board in ceiling etc. complete (frame work to be paid seperatately) | 6 mm thick Cement bonded wood particle board as per IS:14277 | Sqm | 1126.94
Roofing Work | 12.27.1 | Extra for Circular cutting including wastages in ceiling with | 2nd class teak wood planks 20 mm thick | Metre | 880.02
Roofing Work | 12.27.2.1 | Extra for Circular cutting including wastages in ceiling with — Natural colour insulating board | 12 mm thick | Metre | 459.92
Roofing Work | 12.27.3.1 | Extra for Circular cutting including wastages in ceiling with — White face insulating board | 12 mm thick | Metre | 480.75
Roofing Work | 12.27.4.1 | Extra for Circular cutting including wastages in ceiling with — Flame retardant face insulating board | 12 mm thick | Metre | 490.1
Roofing Work | 12.27.5.1 | Extra for Circular cutting including wastages in ceiling with — Standard quality hard board sheet | 3 mm thick | Metre | 435.42
Roofing Work | 12.27.5.2 | Extra for Circular cutting including wastages in ceiling with — Standard quality hard board sheet | 4.5 mm thick | Metre | 458.62
Roofing Work | 12.28 | Extra for providing and fixing ceiling to curved surfaces in narrow widths |  | Sqm | 417.26
Roofing Work | 12.31.1 | Providing 10 mm thick plaster of Paris (gypsum anhydrous) ceiling up to a height of 5 m above floor level,over first class kail wood strips 25x6 mm with 10 mm gap in between and reinforced with rabbit wire mesh fixed to wooden frame (frame work to be paid separately) | Flat surfaces | Sqm | 2113.18
Roofing Work | 12.31.2 | Providing 10 mm thick plaster of Paris (gypsum anhydrous) ceiling up to a height of 5 m above floor level,over first class kail wood strips 25x6 mm with 10 mm gap in between and reinforced with rabbit wire mesh fixed to wooden frame (frame work to be paid separately) | Curved surfaces | Sqm | 2430.72
Roofing Work | 12.32 | Extra for sunk or raised mouldings in the plaster of Paris (Gypsum anhydrous) ceiling |  | Sqm | 718.59
Roofing Work | 12.34 | Providing fixing thermal insulation of ceiling (under deck insulation) with Resin Bonded Fibre glass wool conforming to IS: 8183, density 24kg / m3, 50mm thick, wrapped in 200 G Virgin Polythene bags, fixed to ceiling with metallic cleats (50x50x3 mm) @ 60 cm and wire mesh of 12.5 mm x 24 gauge wire mesh, for top most ceiling of building |  | Sqm | 720.5
Roofing Work | 12.35 | Providing and fixing thermal insulation with Resin Bonded Fibre glass wool conforming to IS: 8183. Density 17 kg/m3, 50 mm thick, wrapped in 200G Virgin Polythene bags placed over existing false ceiling and held in position by criss- crossing GI wire |  | Sqm | 298.33
Roofing Work | 12.37.1 | Providing and fixing 100 mm diametre and 60 cm long rain water spout in cement mortar 1:4 (1 cement: 5 fine sand) | Stone ware spout | Each | 169.32
Roofing Work | 12.38.1 | Providing and fixing M.S. holder bat clamps of approved design to C.I. or S.C.I. rain water pipes embedded in and including cement concrete blocks 10x10x10 cm of 1:2:4 mix (1 cement: 2 coarse sand: 4 graded stone aggregate 20 mm nominal size) and cost of cutting holes and making good the walls etc | 100 mm diametre | Each | 360.95
Roofing Work | 12.38.2 | Providing and fixing M.S. holder bat clamps of approved design to C.I. or S.C.I. rain water pipes embedded in and including cement concrete blocks 10x10x10 cm of 1:2:4 mix (1 cement: 2 coarse sand: 4 graded stone aggregate 20 mm nominal size) and cost of cutting holes and making good the walls etc | 150 mm diametre | Each | 390.82
Roofing Work | 12.39.1 | Providing lead caulked joints to sand cast iron rain water pipes and fittings | 100 mm dia Pipe | Each | 608.22
Roofing Work | 12.39.2 | Providing lead caulked joints to sand cast iron rain water pipes and fittings | 150 mm dia Pipe | Each | 841.37
Roofing Work | 12.40.1.1 | Providing, fixing and embedding sand cast iron accessories for rain water pipes in the masonry surrounded with 12 mm thick cement mortar of the same mix, as that of masonry (lead caulking will be paid for separately) — Sand cast iron plain shoes | 150 mm diametre | Each | 458.46
Roofing Work | 12.41.1 | Providing and fixing on wall face unplasticised Rigid PVC rain water pipes conforming to IS: 13592 Type A, including jointing with seal ring conforming to IS: 5382, leaving 10 mm gap for thermal expansion, (i) Single socketed pipes | 75 mm diametre | Metre | 272.3
Roofing Work | 12.41.2 | Providing and fixing on wall face unplasticised Rigid PVC rain water pipes conforming to IS: 13592 Type A, including jointing with seal ring conforming to IS: 5382, leaving 10 mm gap for thermal expansion, (i) Single socketed pipes | 110 mm diametre | Metre | 438.6
Roofing Work | 12.42.1.1 | Providing and fixing on wall face unplasticised - PVC moulded fittings/ accessories for unplasticised Rigid PVC rain water pipes conforming to IS: 13592 Type A, including jointing with seal ring conforming to IS:5382, leaving 10 mm gap for thermal expansion — Coupler | 75 mm | Each | 156.84
Roofing Work | 12.42.1.2 | Providing and fixing on wall face unplasticised - PVC moulded fittings/ accessories for unplasticised Rigid PVC rain water pipes conforming to IS: 13592 Type A, including jointing with seal ring conforming to IS:5382, leaving 10 mm gap for thermal expansion — Coupler | 110 mm | Each | 209.38
Roofing Work | 12.42.2.1 | Providing and fixing on wall face unplasticised - PVC moulded fittings/ accessories for unplasticised Rigid PVC rain water pipes conforming to IS: 13592 Type A, including jointing with seal ring conforming to IS:5382, leaving 10 mm gap for thermal expansion — Single pushfit Coupler | 75 mm | Each | 103.64
Roofing Work | 12.42.2.2 | Providing and fixing on wall face unplasticised - PVC moulded fittings/ accessories for unplasticised Rigid PVC rain water pipes conforming to IS: 13592 Type A, including jointing with seal ring conforming to IS:5382, leaving 10 mm gap for thermal expansion — Single pushfit Coupler | 110 mm | Each | 138.96
Roofing Work | 12.42.3.1 | Providing and fixing on wall face unplasticised - PVC moulded fittings/ accessories for unplasticised Rigid PVC rain water pipes conforming to IS: 13592 Type A, including jointing with seal ring conforming to IS:5382, leaving 10 mm gap for thermal expansion — Single tee with door | 75x75x75 mm | Each | 206.41
Roofing Work | 12.42.3.2 | Providing and fixing on wall face unplasticised - PVC moulded fittings/ accessories for unplasticised Rigid PVC rain water pipes conforming to IS: 13592 Type A, including jointing with seal ring conforming to IS:5382, leaving 10 mm gap for thermal expansion — Single tee with door | 110x110x110 mm | Each | 339.07
Roofing Work | 12.42.4.1 | Providing and fixing on wall face unplasticised - PVC moulded fittings/ accessories for unplasticised Rigid PVC rain water pipes conforming to IS: 13592 Type A, including jointing with seal ring conforming to IS:5382, leaving 10 mm gap for thermal expansion — Single tee without door | 75x75x75 mm | Each | 181.37
Roofing Work | 12.42.4.2 | Providing and fixing on wall face unplasticised - PVC moulded fittings/ accessories for unplasticised Rigid PVC rain water pipes conforming to IS: 13592 Type A, including jointing with seal ring conforming to IS:5382, leaving 10 mm gap for thermal expansion — Single tee without door | 110x110x110 mm | Each | 298.39
Roofing Work | 12.42.5.1 | Providing and fixing on wall face unplasticised - PVC moulded fittings/ accessories for unplasticised Rigid PVC rain water pipes conforming to IS: 13592 Type A, including jointing with seal ring conforming to IS:5382, leaving 10 mm gap for thermal expansion — Bend 87.5° | 75 mm bend | Each | 133.37
Roofing Work | 12.42.5.2 | Providing and fixing on wall face unplasticised - PVC moulded fittings/ accessories for unplasticised Rigid PVC rain water pipes conforming to IS: 13592 Type A, including jointing with seal ring conforming to IS:5382, leaving 10 mm gap for thermal expansion — Bend 87.5° | 110 mm bend | Each | 214.08
Roofing Work | 12.42.6.1 | Providing and fixing on wall face unplasticised - PVC moulded fittings/ accessories for unplasticised Rigid PVC rain water pipes conforming to IS: 13592 Type A, including jointing with seal ring conforming to IS:5382, leaving 10 mm gap for thermal expansion — Shoe (Plain) | 75 mm Shoe | Each | 139.63
Roofing Work | 12.42.6.2 | Providing and fixing on wall face unplasticised - PVC moulded fittings/ accessories for unplasticised Rigid PVC rain water pipes conforming to IS: 13592 Type A, including jointing with seal ring conforming to IS:5382, leaving 10 mm gap for thermal expansion — Shoe (Plain) | 110 mm Shoe | Each | 151.48
Roofing Work | 12.43.1 | Providing and fixing unplasticised -PVC pipe clips of approved design to unplasticised - PVC rain water pipes by means of 50x50x50 mm hard wood plugs, screwed with M.S. screws of required length, including cutting brick work and fixing in cement mortar 1:4 (1 cement: 4 coarse sand) and making good the wall etc. complete | 75 mm | Each | 382.63
Roofing Work | 12.43.2 | Providing and fixing unplasticised -PVC pipe clips of approved design to unplasticised - PVC rain water pipes by means of 50x50x50 mm hard wood plugs, screwed with M.S. screws of required length, including cutting brick work and fixing in cement mortar 1:4 (1 cement: 4 coarse sand) and making good the wall etc. complete | 110 mm | Each | 392.02
Roofing Work | 12.44 | Providing and fixing to the inlet mouth of rain water pipe cast iron grating 15 cm diametre and weighing not less than 440 grams |  | Each | 80.44
Roofing Work | 12.45.1 | Providing and fixing false ceiling at all height including providing and fixing of frame work made of special sections, power pressed from M.S. sheets and galvanized with zinc coating of 120 gms/sqm (both side inclusive) as per IS: 277 and consisting of angle cleats of size 25 mm wide x 1.6 mm thick with flanges of 27 mm and 37mm, at 1200 mm centre to centre, one flange fixed to the ceiling with dash fastener 12.5 mm dia x 50mm long with 6mm dia bolts, other flange of cleat fixed to the angle hangers of 25x10x0.50 mm of required length with nuts & bolts of required size and other end of angle hanger fixed with intermediate G.I. channels 45x15x0.9 mm running at the spacing of 1200 mm centre to centre, to which the ceiling section 0.5 mm thick bottom wedge of 80 mm with tapered flanges of 26 mm each having lips of 10.5 mm, at 450 mm centre to centre, shall be fixed in a direction perpendicular to G.I. intermediate channel with connecting clips made out of 2.64 mm dia x 230 mm long G.I. wire at every junction, including fixing perimetre channels 0.5 mm thick 27 mm high having flanges of 20 mm and 30 mm long, the perimetre of ceiling fixed to wall/partition with the help of rawl plugs at 450 mm centre, with 25mm long dry wall screws @ 230 mm interval, including fixing of gypsum board to ceiling section and perimetre channel with the help of dry wall screws of size 3.5 x 25 mm at 230 mm c/c, including jointing and finishing to a flush finish of tapered and square edges of the board with recommended jointing compound, jointing tapes, finishing with jointing compound in 3 layers covering upto 150 mm on both sides of joint and two coats of primer suitable for board, all as per manufacturer's specification and also including the cost of making openings for light fittings, grills, diffusers, cutouts made with frame of perimetre channels suitably fixed, all complete as per drawings, specification and direction of the Engineer in Charge but excluding the cost of painting with | 12.5 mm thick tapered edge gypsum plain board conforming to IS: 2095- (Part I):2011 (Board with BIS certification marks) | Sqm | 1512.31
Roofing Work | 12.45.2 | Providing and fixing false ceiling at all height including providing and fixing of frame work made of special sections, power pressed from M.S. sheets and galvanized with zinc coating of 120 gms/sqm (both side inclusive) as per IS: 277 and consisting of angle cleats of size 25 mm wide x 1.6 mm thick with flanges of 27 mm and 37mm, at 1200 mm centre to centre, one flange fixed to the ceiling with dash fastener 12.5 mm dia x 50mm long with 6mm dia bolts, other flange of cleat fixed to the angle hangers of 25x10x0.50 mm of required length with nuts & bolts of required size and other end of angle hanger fixed with intermediate G.I. channels 45x15x0.9 mm running at the spacing of 1200 mm centre to centre, to which the ceiling section 0.5 mm thick bottom wedge of 80 mm with tapered flanges of 26 mm each having lips of 10.5 mm, at 450 mm centre to centre, shall be fixed in a direction perpendicular to G.I. intermediate channel with connecting clips made out of 2.64 mm dia x 230 mm long G.I. wire at every junction, including fixing perimetre channels 0.5 mm thick 27 mm high having flanges of 20 mm and 30 mm long, the perimetre of ceiling fixed to wall/partition with the help of rawl plugs at 450 mm centre, with 25mm long dry wall screws @ 230 mm interval, including fixing of gypsum board to ceiling section and perimetre channel with the help of dry wall screws of size 3.5 x 25 mm at 230 mm c/c, including jointing and finishing to a flush finish of tapered and square edges of the board with recommended jointing compound, jointing tapes, finishing with jointing compound in 3 layers covering upto 150 mm on both sides of joint and two coats of primer suitable for board, all as per manufacturer's specification and also including the cost of making openings for light fittings, grills, diffusers, cutouts made with frame of perimetre channels suitably fixed, all complete as per drawings, specification and direction of the Engineer in Charge but excluding the cost of painting with | 12.5 mm thick tapered edge Glass Reinforced Gypsum (GRG) board conforming to IS:2095- (Part 3):1996 (Boards with BIS certification marks) | Sqm | 1530.25
Roofing Work | 12.45.3 | Providing and fixing false ceiling at all height including providing and fixing of frame work made of special sections, power pressed from M.S. sheets and galvanized with zinc coating of 120 gms/sqm (both side inclusive) as per IS: 277 and consisting of angle cleats of size 25 mm wide x 1.6 mm thick with flanges of 27 mm and 37mm, at 1200 mm centre to centre, one flange fixed to the ceiling with dash fastener 12.5 mm dia x 50mm long with 6mm dia bolts, other flange of cleat fixed to the angle hangers of 25x10x0.50 mm of required length with nuts & bolts of required size and other end of angle hanger fixed with intermediate G.I. channels 45x15x0.9 mm running at the spacing of 1200 mm centre to centre, to which the ceiling section 0.5 mm thick bottom wedge of 80 mm with tapered flanges of 26 mm each having lips of 10.5 mm, at 450 mm centre to centre, shall be fixed in a direction perpendicular to G.I. intermediate channel with connecting clips made out of 2.64 mm dia x 230 mm long G.I. wire at every junction, including fixing perimetre channels 0.5 mm thick 27 mm high having flanges of 20 mm and 30 mm long, the perimetre of ceiling fixed to wall/partition with the help of rawl plugs at 450 mm centre, with 25mm long dry wall screws @ 230 mm interval, including fixing of gypsum board to ceiling section and perimetre channel with the help of dry wall screws of size 3.5 x 25 mm at 230 mm c/c, including jointing and finishing to a flush finish of tapered and square edges of the board with recommended jointing compound, jointing tapes, finishing with jointing compound in 3 layers covering upto 150 mm on both sides of joint and two coats of primer suitable for board, all as per manufacturer's specification and also including the cost of making openings for light fittings, grills, diffusers, cutouts made with frame of perimetre channels suitably fixed, all complete as per drawings, specification and direction of the Engineer in Charge but excluding the cost of painting with | 12.5 mm thick tapered edge gypsum moisture resistant board | Sqm | 1561.47
Roofing Work | 12.45.4 | Providing and fixing false ceiling at all height including providing and fixing of frame work made of special sections, power pressed from M.S. sheets and galvanized with zinc coating of 120 gms/sqm (both side inclusive) as per IS: 277 and consisting of angle cleats of size 25 mm wide x 1.6 mm thick with flanges of 27 mm and 37mm, at 1200 mm centre to centre, one flange fixed to the ceiling with dash fastener 12.5 mm dia x 50mm long with 6mm dia bolts, other flange of cleat fixed to the angle hangers of 25x10x0.50 mm of required length with nuts & bolts of required size and other end of angle hanger fixed with intermediate G.I. channels 45x15x0.9 mm running at the spacing of 1200 mm centre to centre, to which the ceiling section 0.5 mm thick bottom wedge of 80 mm with tapered flanges of 26 mm each having lips of 10.5 mm, at 450 mm centre to centre, shall be fixed in a direction perpendicular to G.I. intermediate channel with connecting clips made out of 2.64 mm dia x 230 mm long G.I. wire at every junction, including fixing perimetre channels 0.5 mm thick 27 mm high having flanges of 20 mm and 30 mm long, the perimetre of ceiling fixed to wall/partition with the help of rawl plugs at 450 mm centre, with 25mm long dry wall screws @ 230 mm interval, including fixing of gypsum board to ceiling section and perimetre channel with the help of dry wall screws of size 3.5 x 25 mm at 230 mm c/c, including jointing and finishing to a flush finish of tapered and square edges of the board with recommended jointing compound, jointing tapes, finishing with jointing compound in 3 layers covering upto 150 mm on both sides of joint and two coats of primer suitable for board, all as per manufacturer's specification and also including the cost of making openings for light fittings, grills, diffusers, cutouts made with frame of perimetre channels suitably fixed, all complete as per drawings, specification and direction of the Engineer in Charge but excluding the cost of painting with | Fully Perforated Gypsum Plaster Board of size 1200 x 2400x12.5 mm having approx. 15% perforated areawith perforation size and pattern as approved by the Engineer-in-charge and as per manufacturer'sspecification, with all 4 side tapered and backed by acoustical tissue with NRC value not less than 0.61 | Sqm | 1674.4
Roofing Work | 12.46 | Providing and fixing to the inlet mouth of rain water pipe PTMT (an Engineering Thermoplastic) grating square (Slit) 150 mm square with a height of 8 mm and weighing not less than 100 gms |  | Each | 130.51
Roofing Work | 12.52.1 | Providing and fixing tiled false ceiling of specified materials of size 595x595 mm in true horizontal level, suspended on inter locking metal grid of hot dipped galvanized steel sections (galvanized @ 120 grams/ sqm, both side inclusive) consisting of main "T" runner with suitably spaced joints to get required length and of size 24x38 mm made from 0.30 mm thick (minimum) sheet, spaced at 1200 mm center to center and cross "T" of size 24x25 mm made of 0.30 mm thick (minimum) sheet, 1200 mm long spaced between main "T" at 600 mm center to center to form a grid of 1200x600 mm and secondary cross "T" of length 600 mm and size 24x25 mm made of 0.30 mm thick (minimum) sheet to be interlocked at middle of the 1200x600 mm panel to form grids of 600x600 mm and wall angle of size 24x24x0.3 mm and laying false ceiling tiles of approved texture in the grid including, required cutting/making, opening for services like diffusers, grills, light fittings, fixtures, smoke detectors etc. Main "T" runners to be suspended from ceiling using GI slotted cleats of size 27 x 37 x 25 x1.6 mm fixed to ceiling with 12.5 mm dia and 50 mm long dash fasteners, 4 mm GI adjustable rods with galvanised butterfly level clips of size 85 x 30 x 0.8 mm spaced at 1200 mm center to center along main T, bottom exposed width of 24 mm of all T-sections shall be pre-painted with polyester paint, all complete for all heights as per specifications, drawings and as directed by Engineer-in-charge | GI Metal Ceiling Lay in plain Tegular edge Global white color tiles of size 595x595 mm, and 0.5 mm thick with 8 mm drop; made of G I sheet having galvanizing of 100 gms/sqm (both sides inclusive) and electro | Sqm | 1956.74
Roofing Work | 12.52.2 | Providing and fixing tiled false ceiling of specified materials of size 595x595 mm in true horizontal level, suspended on inter locking metal grid of hot dipped galvanized steel sections (galvanized @ 120 grams/ sqm, both side inclusive) consisting of main "T" runner with suitably spaced joints to get required length and of size 24x38 mm made from 0.30 mm thick (minimum) sheet, spaced at 1200 mm center to center and cross "T" of size 24x25 mm made of 0.30 mm thick (minimum) sheet, 1200 mm long spaced between main "T" at 600 mm center to center to form a grid of 1200x600 mm and secondary cross "T" of length 600 mm and size 24x25 mm made of 0.30 mm thick (minimum) sheet to be interlocked at middle of the 1200x600 mm panel to form grids of 600x600 mm and wall angle of size 24x24x0.3 mm and laying false ceiling tiles of approved texture in the grid including, required cutting/making, opening for services like diffusers, grills, light fittings, fixtures, smoke detectors etc. Main "T" runners to be suspended from ceiling using GI slotted cleats of size 27 x 37 x 25 x1.6 mm fixed to ceiling with 12.5 mm dia and 50 mm long dash fasteners, 4 mm GI adjustable rods with galvanised butterfly level clips of size 85 x 30 x 0.8 mm spaced at 1200 mm center to center along main T, bottom exposed width of 24 mm of all T-sections shall be pre-painted with polyester paint, all complete for all heights as per specifications, drawings and as directed by Engineer-in-charge | GI Metal Ceiling Lay in perforated Tegular edge global white color tiles of size 595x595 mm and 0.5 mm thick with 8 mm drop; made of GI sheet having galvanizing of 100 gms/sqm (both sides inclusive) and 20% perforation area with 1.8 mm dia holes and having NRC (Noise Reduction Coefficient) of 0.5, electro statically polyester powder coated of thickness 60 microns (minimum), including factory painted after bending and perforation, and backed with a black Glass fiber acoustical fleece | Sqm | 2267.3
Roofing Work | 12.52.3 | Providing and fixing tiled false ceiling of specified materials of size 595x595 mm in true horizontal level, suspended on inter locking metal grid of hot dipped galvanized steel sections (galvanized @ 120 grams/ sqm, both side inclusive) consisting of main "T" runner with suitably spaced joints to get required length and of size 24x38 mm made from 0.30 mm thick (minimum) sheet, spaced at 1200 mm center to center and cross "T" of size 24x25 mm made of 0.30 mm thick (minimum) sheet, 1200 mm long spaced between main "T" at 600 mm center to center to form a grid of 1200x600 mm and secondary cross "T" of length 600 mm and size 24x25 mm made of 0.30 mm thick (minimum) sheet to be interlocked at middle of the 1200x600 mm panel to form grids of 600x600 mm and wall angle of size 24x24x0.3 mm and laying false ceiling tiles of approved texture in the grid including, required cutting/making, opening for services like diffusers, grills, light fittings, fixtures, smoke detectors etc. Main "T" runners to be suspended from ceiling using GI slotted cleats of size 27 x 37 x 25 x1.6 mm fixed to ceiling with 12.5 mm dia and 50 mm long dash fasteners, 4 mm GI adjustable rods with galvanised butterfly level clips of size 85 x 30 x 0.8 mm spaced at 1200 mm center to center along main T, bottom exposed width of 24 mm of all T-sections shall be pre-painted with polyester paint, all complete for all heights as per specifications, drawings and as directed by Engineer-in-charge | 12.5 mm thick square edge PVC Laminated Gypsum Tile of size 595x595 mm, made of Gypsum plasterboard, manufactured from natural gypsum as per IS 2095 part I and laminated with white 0.16mm thick fire retardant PVC film on the face side and 12micron metalized polyester on the back side with all edges sealed with the face side PVC film which goes around and wraps the edges and is bonded to the edges and the back side metalized polyester film so as to make the tile a completely sealed unit | Sqm | 2139.73
Roofing Work | 12.52.4 | Providing and fixing tiled false ceiling of specified materials of size 595x595 mm in true horizontal level, suspended on inter locking metal grid of hot dipped galvanized steel sections (galvanized @ 120 grams/ sqm, both side inclusive) consisting of main "T" runner with suitably spaced joints to get required length and of size 24x38 mm made from 0.30 mm thick (minimum) sheet, spaced at 1200 mm center to center and cross "T" of size 24x25 mm made of 0.30 mm thick (minimum) sheet, 1200 mm long spaced between main "T" at 600 mm center to center to form a grid of 1200x600 mm and secondary cross "T" of length 600 mm and size 24x25 mm made of 0.30 mm thick (minimum) sheet to be interlocked at middle of the 1200x600 mm panel to form grids of 600x600 mm and wall angle of size 24x24x0.3 mm and laying false ceiling tiles of approved texture in the grid including, required cutting/making, opening for services like diffusers, grills, light fittings, fixtures, smoke detectors etc. Main "T" runners to be suspended from ceiling using GI slotted cleats of size 27 x 37 x 25 x1.6 mm fixed to ceiling with 12.5 mm dia and 50 mm long dash fasteners, 4 mm GI adjustable rods with galvanised butterfly level clips of size 85 x 30 x 0.8 mm spaced at 1200 mm center to center along main T, bottom exposed width of 24 mm of all T-sections shall be pre-painted with polyester paint, all complete for all heights as per specifications, drawings and as directed by Engineer-in-charge | 12.5 mm thick fully Perforated Gypsum Board tile made from plasterboard having glass fibre conforming to IS: 2095 part I, of size 595x595 mm, having perforation of 9.7x9.7 mm at 19.4 mm c/c with center borders of 48 mm and the side borders of 30 mm, backed with non woven tissue on the back side, having an NRC (Noise Reduction Coefficient) of 0.79, with 50 mm resin bonded glass wool backing | Sqm | 1377.91
Roofing Work | 12.53 | Providing and Fixing 15 mm thick densified tegular edged eco friendly light weight calcium silicate false ceiling tiles of approved texture of size 595 x 595 mm in true horizontal level, suspended on inter locking metal grid of hot dipped galvanised steel sections (galvanising @ 120 grams per sqm including both side) consisting of main ‘T’ runner suitably spaced at joints to get required length and of size 24x38 mm made from 0.33 mm thick (minimum) sheet, spaced 1200 mm centre to centre, and cross “T” of size 24x28 mm made out of 0.33 mm (Minimum) sheet, 1200 mm long spaced between main’T’ at 600 mm centre to centre to form a grid of 1200x600 mm and secondary cross ‘T’ of length 600 mm and size 24 x28 mm made of 0.33 mm thick (Minimum) sheet to be inter locked at middle of the 1200x 600 mm panel to from grid of size 600x600 mm, resting on periphery walls /partitions on a Perimetre wall angle pre-coated steel of size(24x24X3000 mm made of 0.40 mm thick (minimum) sheet with the help of rawl plugs at 450 mm centre to centre with 25 mm long dry wall screws @ 230 mm interval and laying 15 mm thick densified edges calicum silicate ceiling tiles of approved texture in the grid, including, cutting/ making opening for services like diffusers, grills, light fittings, fixtures, smoke detectors etc., wherever required. Main ‘T’ runners to be suspended from ceiling using G.I. slotted cleats of size 25x35x1.6 mm fixed to ceiling with 12.5 mm dia and 50 mm long dash fasteners, 4 mm G.I. adjustable rods with galvanised steel level clips of size 85 x 30 x 0.8 mm, spaced at 1200 mm centre to centre along main ‘T’, bottom exposed with 24 mm of all Tsections shall be pre-painted with polyster baked paint, for all heights, as per specifications, drawings and as directed by Engineer- in-Charge |  | Sqm | 2070.65
Roofing Work | 12.54.1 | Providing and fixing Gl Clip in Metal Ceiling System of 600x600 mm module which includes providing and fixing 'C' wall angle of size 20x30x20 mm made of 0.5 mm thick pre painted steel along the perimetre of the room with help of nylon sleeves and wooden screws at 300 mm center to centre, suspending the main C carrier of size 10x38x10 mm made of G.I steel 0.7 mm thick from the soffit with help of soffit cleat 37x27x25x1.6 mm, rawl plugs of size 38x12 mm and C carrier suspension clip and main carrier bracket at 1000 mm c/c. Inverted triangle shaped Spring Tee having height of 24 mm and width of 34 mm made of Gl steel 0.45 mm thick is then fixed to the main C carrier and in direction perpendicular to it at 600 mm centers with help of suspension brackets. Wherever the main C carrier and spring T have to join, C carrier and spring T connectors have to be used. All sections to be galvanized @ 120 gms/sqm (both side inclusive), fixing with clip in tiles into spring T with | GI Metal Ceiling Clip in plain Beveled edge global white color tiles of size 600x600 and 0.5 mm thick with 25 mm height, made of G I sheet having galvanizing of 100 gms/ sqm (both sides inclusive) and electro statically polyester powder coated of thickness 60 microns (minimum), including factory painted after bending | Sqm | 2446.89
Roofing Work | 12.54.2 | Providing and fixing Gl Clip in Metal Ceiling System of 600x600 mm module which includes providing and fixing 'C' wall angle of size 20x30x20 mm made of 0.5 mm thick pre painted steel along the perimetre of the room with help of nylon sleeves and wooden screws at 300 mm center to centre, suspending the main C carrier of size 10x38x10 mm made of G.I steel 0.7 mm thick from the soffit with help of soffit cleat 37x27x25x1.6 mm, rawl plugs of size 38x12 mm and C carrier suspension clip and main carrier bracket at 1000 mm c/c. Inverted triangle shaped Spring Tee having height of 24 mm and width of 34 mm made of Gl steel 0.45 mm thick is then fixed to the main C carrier and in direction perpendicular to it at 600 mm centers with help of suspension brackets. Wherever the main C carrier and spring T have to join, C carrier and spring T connectors have to be used. All sections to be galvanized @ 120 gms/sqm (both side inclusive), fixing with clip in tiles into spring T with | GI Metal Ceiling Clip in plain Beveled edge global white color tiles of size 600x600 and 0.5 mm thick with 25 mm height, made of G I sheet having galvanizing of 100 gms/ sqm (both sides inclusive) and 20% perforation area with 1.8 mm dia holes and having NRC of 0.5, electro statically polyester powder coated of thickness 60 microns (minimum), including factory painted after bending and perforation | Sqm | 2892.18
Roofing Work | 12.55 | Providing and fixing Heat Resistant Terrace Tiles (300 mm x 300 mm x 20 mm) with SRI (solar refractive index) > 78, solar reflection > 0.70 and initial emittance > 0.75 on waterproof and sloped surface of terrace, laid on 20 mm thick cement sand mortar in the ratio of 1:4 (1 cement: 4 coarse sand) and grouting the joints with mix of white cement & marble powder in ratio of 1:1, including rubbing and polishing of the surface upto 3 cuts complete, including providing skirting upto 150 mm height along the parapet walls in the same manner |  | Sqm | 2019.31
Roofing Work | 12.56 | Providing and laying roof insulation with 40 mm thick impervious sprayed, closed cell free Rigid Polyurethane foam over deck insulation conforming to IS - 12432 Pt. III (density of foam being 40-45 kg/ cum), over a coat of polyurethane primer applied @ 6-8 sqm per litre, laying 400 G polythene sheet over PUF spray and providing a wearing course of 40 mm thick cement screed 1:2:4 (1 cement: 2 coarse sand: 4 stone aggregate 20 mm nominal size) in chequered rough finish, in panels of 2.5 m x 2.5 m and embedding with 24 G wire netting and sealing the joints with polymerized mastic, all complete as per direction of Engineer-in- Charge |  | Sqm | 1893.02
Roofing Work | 12.57 | Providing and fixing thermal insulation with Resin Bonded Fibre glass wool conforming to IS: 8183 havingdensity 24 kg/m3, 50 mm thick, wrapped in 200G Virgin Polythene Bags fixed to wall with screw, rawel plug& washers and held in position by criss crossing GI wire etc. complete as per directions of Engineer-in- Charge |  | Sqm | 380.17
Roofing Work | 12.58.1 | Providing and fixing tiled false ceiling of specified materials of size 595x595 mm in true horizontal level, suspended on interlocking metal grid of hot dipped galvanized steel sections (galvanized @ 120 grams/ sqm, both side inclusive) consisting of main "T" runner with suitably spaced joints to get required length and of size 24x38 mm made from 0.30 mm thick (minimum) sheet, spaced at 1200 mm center to center and cross "T" of size 24x25 mm made of 0.30 mm thick (minimum) sheet, 1200 mm long spaced between main "T" at 600 mm center to center to form a grid of 1200x600 mm and secondary cross "T" of length 600 mm and size 24x25 mm made of 0.30 mm thick (minimum) sheet to be interlocked at middle of the 1200x600 mm panel to form grids of 600x600 mm and wall angle of size 24x24x0.3 mm and laying false ceiling tiles of approved texture in the grid including, required cutting/making, opening for services like diffusers, grills, light fittings, fixtures, smoke detectors etc. Main "T" runners to be suspended from ceiling using GI slotted cleats of size 27 x 37 x 25 x1.6 mm fixed to ceiling with 12.5 mm dia and 50 mm long dash fasteners, 4 mm GI adjustable rods with galvanized butterfly level clips of size 85 x 30 x 0.8 mm spaced at 1200 mm center to center along main T, bottom exposed width of 24 mm of all Tsections shall be pre-painted with polyester paint, all complete for all heights as per specifications, drawings and as directed by Engineer-in-charge | 8 mm thick fully perforated calcium silicate board made with Calcareous & Siliceous materials reinforced with cellulose fiber manufactured through autoclaving process to give stable crystalline structure with minimum compressive strength 225 kg/ sq. cm, bending strength 100 kg/sq. cm, of size 595x595 mm, having perforation of dia. 10 mm with minimum perforated area 18% with non woven tissue on the back side, having an NRC (Noise Reduction Coefficient) of 0.85, with 50 mm thick rockwool of48 kg /cum backing | Sqm | 2129.16
Roofing Work | 12.59.1 | Providing & fixing false ceiling at all height including providing & fixing of framework made of special section, power pressed from M.S. sheets and galvanised with zinc coating of 120 gms/ sqm (both side inclusive) as per IS: 277 and consisting of angle cleat of size 25mm wide x 1.6mm thick with flanges of 27mm and 37mm, at 1200mm c/c, one flange fixed to the ceiling with dash fastener 12.5mm dia x 50mm long with 6mm dia bolts, other flange of cleat fixed to the angle hangers of 25 x10 x0.50mm of required length with nuts & bolts of required size and other end of angle hanger fixed with intermediate G.I chanels 45 x15 x 0.90mm running at the spacing of 1200 mm c/c, to which the ceiling section 0.5mm thick bottom wedge of 80mm with tapered flanges of 26 mm each having lips of 10.5mm, at 450mm c/c, shall be fixed in a direction perpendicular to G.I intermediate channel with connecting clip made out of 2.64mm dia x 230mm long G.I wire at every junction, including fixing perimetre channels 0.50mm thick 27mm high having flanges of 20mm and 30mm long, the perimetre of ceiling fixed to wall/ partitions with the help of Rawl plugs at 450mm centre, with 25mm long dry wall screws @ 230mm interval, including fixing of Calcium Silicate Board to ceiling section and perimetre channels with the help of dry wall screws of size 3.5 x25mm at 230mm c/c, including jointing & finishing to a flush finish of tapered and square edges of the board with recommended jointing compounds, jointing tapes,finishing with jointing compounds in three layers covering up to 150mm on both sides of joints and two coats of primer suitable for boards, all as per manufacture's specification and also including the cost of making opening for light fittings, grills, diffusers, cut outs made with frame of perimetre channels suitably fixed, all complete as per drawings, specificaton and direction of the Engineer in charge but excluding the cost of painting with | 9 mm thick Calcium Silicate Board made with Calcareous & Siliceous materials reinforced with cellulosefiber manufactured through autoclaving process | Sqm | 1540.37
Roofing Work | 12.60 | Providing and fixing thermal insulation of ceiling (under deck insulation) with Resin Bonded Rockwool conforming to IS: 8183,density 48 kg/ m3, 50 mm thick, wrapped in 200 G Virgin Polythene bags fixed to ceiling with metallic cleats (50x50x3 mm) @ 60 cm and wire mesh of 12.5mm x 24 gauge wire mesh, for top most ceiling of building |  | Sqm | 706.73
Roofing Work | 12.61 | Providing and fixing thermal insulation with Resin bonded rock wool conforming to IS: 8183, density 48 kg/m3, 50 mm thick, wrapped in 200 G virgin Polythene bags placed over existing false ceilng and held in position by criss-crossing Gl wire |  | Sqm | 358.58
Roofing Work | 12.62 | Providing and fixing thermal insulation with Resin Bonded rock wool conforming to IS: 8183, having density 48 kg/m3,50 mm thick,wrapped in 200 G Virgin Polythene Bags fixed to wall with screw, rawel plug & washers and held and in position by criss cossing GI wire etc. complete as per directions of Engineer-in- Charge |  | Sqm | 366.4
Roofing Work | 12.63 | Providing and applying two coats of High Albedo paint having minimum Solar Reflective Index (SRI) 108 (with solar reflectance & thermal emittance tested as per ASTM) C 1549 and ASTM C 1371 respectively), VOC less than 10 cc/gm. The coating thickness and the methodology of application shall strctly as per manufacturer's specifications and as approved by Engineer-in-Charge. Surface preparation includes cleaning with metal wire brush to remove all dust, fungus etc., washing with water all complete. The contractor shall give guarantee for the perfomance of SRI and also the durabitity of coating, all complete as per direction of Engineer-in-Charge |  | Sqm | 329.15
Roofing Work | 12.64.1 | Providing & fixing at all heights, levels and locations Mill finish Aluminium alloy roofing sheets of alloy IS designation 31500, temper Hx8 conforming to IS 737 and dimensions as per IS code 2676 with characteristics of good formability and corrosion resistance. The profile sheets shall be fixed to truss members in slope or required pitch or curvature with Hex cap headed self drilling/tapping Stainless steel screws M6, 50 mm long with 3 mm EPDM seal washer etc. all inclusive of labour, scaffolding, T&P and sundries etc. complete as per directions of the Engineer-In-Charge. (Cost of truss/frame work shall be paid separately) | 0.56 mm, Aluminium troughed profile with center to center pitch of 200 mm, depth of 32 mm, overall profile width1092 mm, cover width 1000mm | Sqm | 1021.57
Roofing Work | 12.64.2 | Providing & fixing at all heights, levels and locations Mill finish Aluminium alloy roofing sheets of alloy IS designation 31500, temper Hx8 conforming to IS 737 and dimensions as per IS code 2676 with characteristics of good formability and corrosion resistance. The profile sheets shall be fixed to truss members in slope or required pitch or curvature with Hex cap headed self drilling/tapping Stainless steel screws M6, 50 mm long with 3 mm EPDM seal washer etc. all inclusive of labour, scaffolding, T&P and sundries etc. complete as per directions of the Engineer-In-Charge. (Cost of truss/frame work shall be paid separately) | 0.71 mm, troughed profile with center to center pitch of 200 mm, depth of 32 mm, overall profile width1092 mm, cover width 1000mm | Sqm | 1262.24
Roofing Work | 12.64.3 | Providing & fixing at all heights, levels and locations Mill finish Aluminium alloy roofing sheets of alloy IS designation 31500, temper Hx8 conforming to IS 737 and dimensions as per IS code 2676 with characteristics of good formability and corrosion resistance. The profile sheets shall be fixed to truss members in slope or required pitch or curvature with Hex cap headed self drilling/tapping Stainless steel screws M6, 50 mm long with 3 mm EPDM seal washer etc. all inclusive of labour, scaffolding, T&P and sundries etc. complete as per directions of the Engineer-In-Charge. (Cost of truss/frame work shall be paid separately) | 0.91 mm, troughed profile with center to center pitch of 200 mm, depth of 32 mm, overall profile width1092 mm, cover width 1000mm | Sqm | 1580.82
Roofing Work | 12.64.4 | Providing & fixing at all heights, levels and locations Mill finish Aluminium alloy roofing sheets of alloy IS designation 31500, temper Hx8 conforming to IS 737 and dimensions as per IS code 2676 with characteristics of good formability and corrosion resistance. The profile sheets shall be fixed to truss members in slope or required pitch or curvature with Hex cap headed self drilling/tapping Stainless steel screws M6, 50 mm long with 3 mm EPDM seal washer etc. all inclusive of labour, scaffolding, T&P and sundries etc. complete as per directions of the Engineer-In-Charge. (Cost of truss/frame work shall be paid separately) | 0.56mm Aluminium profile with center to center pitch of 175 mm, depth of 46mm, top crest width of 41mm, bottom valley widthof 80mm, overall profile width of 1144mm, cover width 1050mm | Sqm | 1309.07
Roofing Work | 12.64.5 | Providing & fixing at all heights, levels and locations Mill finish Aluminium alloy roofing sheets of alloy IS designation 31500, temper Hx8 conforming to IS 737 and dimensions as per IS code 2676 with characteristics of good formability and corrosion resistance. The profile sheets shall be fixed to truss members in slope or required pitch or curvature with Hex cap headed self drilling/tapping Stainless steel screws M6, 50 mm long with 3 mm EPDM seal washer etc. all inclusive of labour, scaffolding, T&P and sundries etc. complete as per directions of the Engineer-In-Charge. (Cost of truss/frame work shall be paid separately) | 0.71mm Aluminium profile with center to center pitch of 175 mm, depth of 46mm, top crest width of 41mm, bottom valley width of 80mm, overall profile width of 1144mm, cover width 1050mm | Sqm | 1621.28
Roofing Work | 12.64.6 | Providing & fixing at all heights, levels and locations Mill finish Aluminium alloy roofing sheets of alloy IS designation 31500, temper Hx8 conforming to IS 737 and dimensions as per IS code 2676 with characteristics of good formability and corrosion resistance. The profile sheets shall be fixed to truss members in slope or required pitch or curvature with Hex cap headed self drilling/tapping Stainless steel screws M6, 50 mm long with 3 mm EPDM seal washer etc. all inclusive of labour, scaffolding, T&P and sundries etc. complete as per directions of the Engineer-In-Charge. (Cost of truss/frame work shall be paid separately) | 0.91mm Aluminium profile with center to center pitch of 175 mm, depth of 46mm, top crest width of 41mm, bottom valley width of 80mm, overall profile width of 1144mm, cover width 1050mm | Sqm | 2035.97
Roofing Work | 12.64.7 | Providing & fixing at all heights, levels and locations Mill finish Aluminium alloy roofing sheets of alloy IS designation 31500, temper Hx8 conforming to IS 737 and dimensions as per IS code 2676 with characteristics of good formability and corrosion resistance. The profile sheets shall be fixed to truss members in slope or required pitch or curvature with Hex cap headed self drilling/tapping Stainless steel screws M6, 50 mm long with 3 mm EPDM seal washer etc. all inclusive of labour, scaffolding, T&P and sundries etc. complete as per directions of the Engineer-In-Charge. (Cost of truss/frame work shall be paid separately) | 0.56mm Aluminium Circular (sinusoidal) profile with center to center pitch of 75 mm, depth of 19 mm, overall profile width 1250mm,cover width 1150mm | Sqm | 1001.03
Roofing Work | 12.64.8 | Providing & fixing at all heights, levels and locations Mill finish Aluminium alloy roofing sheets of alloy IS designation 31500, temper Hx8 conforming to IS 737 and dimensions as per IS code 2676 with characteristics of good formability and corrosion resistance. The profile sheets shall be fixed to truss members in slope or required pitch or curvature with Hex cap headed self drilling/tapping Stainless steel screws M6, 50 mm long with 3 mm EPDM seal washer etc. all inclusive of labour, scaffolding, T&P and sundries etc. complete as per directions of the Engineer-In-Charge. (Cost of truss/frame work shall be paid separately) | 0.71mm Aluminium Circular (sinusoidal) profile with center to center pitch of 75 mm, depth of 19 mm, overall profile width 1250mm,cover width 1150mm | Sqm | 1248.87
Roofing Work | 12.64.9 | Providing & fixing at all heights, levels and locations Mill finish Aluminium alloy roofing sheets of alloy IS designation 31500, temper Hx8 conforming to IS 737 and dimensions as per IS code 2676 with characteristics of good formability and corrosion resistance. The profile sheets shall be fixed to truss members in slope or required pitch or curvature with Hex cap headed self drilling/tapping Stainless steel screws M6, 50 mm long with 3 mm EPDM seal washer etc. all inclusive of labour, scaffolding, T&P and sundries etc. complete as per directions of the Engineer-In-Charge. (Cost of truss/frame work shall be paid separately) | 0.91mm Aluminium Circular (sinusoidal) profile with center to center pitch of 75 mm, depth of 19 mm, overall profile width 1250mm,cover width 1150mm | Sqm | 1583.71
Roofing Work | 12.65.1 | Providing & fixing at all heights, levels and locations colour finish Aluminium alloy roofing sheets of alloy IS designation 31500, temper Hx8 conforming to IS 737 and dimensions as per IS code 2676 with characteristics of good formability and corrosion resistance. The profile sheets shall be fixed to truss members in slope or required pitch or curvature with Hex cap headed self drilling/tapping Stainless steel screws M6, 50 mm long with 3 mm EPDM seal washer etc. all inclusive of labour, scaffolding, T&P and sundries etc. complete as per directions of the Engineer-In-Charge. (Cost of truss/frame work shall be paid separately) | 0.56 mm, Aluminium Color coated troughed profile with center to center pitch of 200 mm, depth of 32 mm, overall profilewidth1092 mm, cover width 1000mm | Sqm | 1160.69
Roofing Work | 12.65.2 | Providing & fixing at all heights, levels and locations colour finish Aluminium alloy roofing sheets of alloy IS designation 31500, temper Hx8 conforming to IS 737 and dimensions as per IS code 2676 with characteristics of good formability and corrosion resistance. The profile sheets shall be fixed to truss members in slope or required pitch or curvature with Hex cap headed self drilling/tapping Stainless steel screws M6, 50 mm long with 3 mm EPDM seal washer etc. all inclusive of labour, scaffolding, T&P and sundries etc. complete as per directions of the Engineer-In-Charge. (Cost of truss/frame work shall be paid separately) | 0.71 mm, Aluminium Color coated troughed profile with center to center pitch of 200 mm, depth of 32 mm, overall profile width1092 mm, cover width 1000mm | Sqm | 1442.99
Roofing Work | 12.65.3 | Providing & fixing at all heights, levels and locations colour finish Aluminium alloy roofing sheets of alloy IS designation 31500, temper Hx8 conforming to IS 737 and dimensions as per IS code 2676 with characteristics of good formability and corrosion resistance. The profile sheets shall be fixed to truss members in slope or required pitch or curvature with Hex cap headed self drilling/tapping Stainless steel screws M6, 50 mm long with 3 mm EPDM seal washer etc. all inclusive of labour, scaffolding, T&P and sundries etc. complete as per directions of the Engineer-In-Charge. (Cost of truss/frame work shall be paid separately) | 0.91 mm, Aluminium Color coated troughed profile with center to center pitch of 200 mm, depth of 32 mm, overall profile width1092 mm, cover width 1000mm | Sqm | 1810.25
Roofing Work | 12.65.4 | Providing & fixing at all heights, levels and locations colour finish Aluminium alloy roofing sheets of alloy IS designation 31500, temper Hx8 conforming to IS 737 and dimensions as per IS code 2676 with characteristics of good formability and corrosion resistance. The profile sheets shall be fixed to truss members in slope or required pitch or curvature with Hex cap headed self drilling/tapping Stainless steel screws M6, 50 mm long with 3 mm EPDM seal washer etc. all inclusive of labour, scaffolding, T&P and sundries etc. complete as per directions of the Engineer-In-Charge. (Cost of truss/frame work shall be paid separately) | 0.56mm Aluminium color profile with center to center pitch of 175 mm, depth of 46mm, top crest width of 41mm, bottom valley width of 80mm, overall profile width of 1144mm, cover width 1050mm | Sqm | 1493.25
Roofing Work | 12.65.5 | Providing & fixing at all heights, levels and locations colour finish Aluminium alloy roofing sheets of alloy IS designation 31500, temper Hx8 conforming to IS 737 and dimensions as per IS code 2676 with characteristics of good formability and corrosion resistance. The profile sheets shall be fixed to truss members in slope or required pitch or curvature with Hex cap headed self drilling/tapping Stainless steel screws M6, 50 mm long with 3 mm EPDM seal washer etc. all inclusive of labour, scaffolding, T&P and sundries etc. complete as per directions of the Engineer-In-Charge. (Cost of truss/frame work shall be paid separately) | 0.71mm Aluminium color coated profile with center to center pitch of 175 mm, depth of 46mm, top crest width of 41mm, bottom valley width of 80mm, overall profile width of 1144mm, cover width 1050mm | Sqm | 1857.8
Roofing Work | 12.65.6 | Providing & fixing at all heights, levels and locations colour finish Aluminium alloy roofing sheets of alloy IS designation 31500, temper Hx8 conforming to IS 737 and dimensions as per IS code 2676 with characteristics of good formability and corrosion resistance. The profile sheets shall be fixed to truss members in slope or required pitch or curvature with Hex cap headed self drilling/tapping Stainless steel screws M6, 50 mm long with 3 mm EPDM seal washer etc. all inclusive of labour, scaffolding, T&P and sundries etc. complete as per directions of the Engineer-In-Charge. (Cost of truss/frame work shall be paid separately) | 0.91mm Aluminium color coated profile with center to center pitch of 175 mm, depth of 46mm, top crest width of 41mm, bottom valley width of 80mm, overall profile width of 1144mm, cover width 1050mm | Sqm | 2338.72
Roofing Work | 12.65.7 | Providing & fixing at all heights, levels and locations colour finish Aluminium alloy roofing sheets of alloy IS designation 31500, temper Hx8 conforming to IS 737 and dimensions as per IS code 2676 with characteristics of good formability and corrosion resistance. The profile sheets shall be fixed to truss members in slope or required pitch or curvature with Hex cap headed self drilling/tapping Stainless steel screws M6, 50 mm long with 3 mm EPDM seal washer etc. all inclusive of labour, scaffolding, T&P and sundries etc. complete as per directions of the Engineer-In-Charge. (Cost of truss/frame work shall be paid separately) | 0.56 mm Aluminium profile with center to center pitch of 177.5 mm, depth of 28.5 mm, 987mm overall profile width, cover width 900mm | Sqm | 1227.52
Roofing Work | 12.65.8 | Providing & fixing at all heights, levels and locations colour finish Aluminium alloy roofing sheets of alloy IS designation 31500, temper Hx8 conforming to IS 737 and dimensions as per IS code 2676 with characteristics of good formability and corrosion resistance. The profile sheets shall be fixed to truss members in slope or required pitch or curvature with Hex cap headed self drilling/tapping Stainless steel screws M6, 50 mm long with 3 mm EPDM seal washer etc. all inclusive of labour, scaffolding, T&P and sundries etc. complete as per directions of the Engineer-In-Charge. (Cost of truss/frame work shall be paid separately) | 0.71 mm Aluminium profile with center to center pitch of 177.5 mm, depth of 28.5 mm, 987mm overall profile width, cover width 900mm | Sqm | 1534.21
Roofing Work | 12.66.1 | Providing and fixing of Pre-coated colour or mill finish Aluminium Roofing Accessories in 0.71 mm thickness,Alloy 31500 (IS designation) [Aluminium Alloy (AA) 3004 (ISO designation)] For color, coating shall be 5-7 microns epoxy primer on both sides of the sheet and polyester top coat 15-18 microns, using self drilling/ tapping SS screws of size 6 x 50mm with 3mm thick EPDM seal and SS plain washer complete | Precoated/mill finish aluminium Ridges plain (500- 600mm) | Metre | 1051.87
Roofing Work | 12.66.2 | Providing and fixing of Pre-coated colour or mill finish Aluminium Roofing Accessories in 0.71 mm thickness,Alloy 31500 (IS designation) [Aluminium Alloy (AA) 3004 (ISO designation)] For color, coating shall be 5-7 microns epoxy primer on both sides of the sheet and polyester top coat 15-18 microns, using self drilling/ tapping SS screws of size 6 x 50mm with 3mm thick EPDM seal and SS plain washer complete | Precoated/mill finish aluminium Flashings/ Aprons (Upto 600 mm) | Metre | 960.09
Roofing Work | 12.66.3 | Providing and fixing of Pre-coated colour or mill finish Aluminium Roofing Accessories in 0.71 mm thickness,Alloy 31500 (IS designation) [Aluminium Alloy (AA) 3004 (ISO designation)] For color, coating shall be 5-7 microns epoxy primer on both sides of the sheet and polyester top coat 15-18 microns, using self drilling/ tapping SS screws of size 6 x 50mm with 3mm thick EPDM seal and SS plain washer complete | Precoated/mill finish aluminium North light curves | Metre | 1053.68
Roofing Work | 12.66.4 | Providing and fixing of Pre-coated colour or mill finish Aluminium Roofing Accessories in 0.71 mm thickness,Alloy 31500 (IS designation) [Aluminium Alloy (AA) 3004 (ISO designation)] For color, coating shall be 5-7 microns epoxy primer on both sides of the sheet and polyester top coat 15-18 microns, using self drilling/ tapping SS screws of size 6 x 50mm with 3mm thick EPDM seal and SS plain washer complete | Precoated/mill finish aluminium Barge board (Upto 200 mm) | Metre | 812.17
Roofing Work | 12.66.5 | Providing and fixing of Pre-coated colour or mill finish Aluminium Roofing Accessories in 0.71 mm thickness,Alloy 31500 (IS designation) [Aluminium Alloy (AA) 3004 (ISO designation)] For color, coating shall be 5-7 microns epoxy primer on both sides of the sheet and polyester top coat 15-18 microns, using self drilling/ tapping SS screws of size 6 x 50mm with 3mm thick EPDM seal and SS plain washer complete | Precoated/mill finish aluminium Crimp curve | Metre | 898.89
Roofing Work | 12.66.6 | Providing and fixing of Pre-coated colour or mill finish Aluminium Roofing Accessories in 0.71 mm thickness,Alloy 31500 (IS designation) [Aluminium Alloy (AA) 3004 (ISO designation)] For color, coating shall be 5-7 microns epoxy primer on both sides of the sheet and polyester top coat 15-18 microns, using self drilling/ tapping SS screws of size 6 x 50mm with 3mm thick EPDM seal and SS plain washer complete | Precoated/mill finish aluminium Gutter (600 mm over all girth) | Metre | 1803.96
Finishing Work | 13.1.1 | 12 mm cement plaster of mix | 1:4 (1 cement: 4 fine sand) | Sqm | 366.02
Finishing Work | 13.1.2 | 12 mm cement plaster of mix | 1:6 (1 cement: 6 fine sand) | Sqm | 335.11
Finishing Work | 13.2.1 | 15 mm cement plaster on the rough side of single or half brick wall of mix | 1:4 (1 cement: 4 fine sand) | Sqm | 424.32
Finishing Work | 13.2.2 | 15 mm cement plaster on the rough side of single or half brick wall of mix | 1:6 (1 cement: 6 fine sand) | Sqm | 387.4
Finishing Work | 13.3.1 | 20 mm cement plaster of mix | 1:4 (1 cement: 4 fine sand) | Sqm | 467.46
Finishing Work | 13.3.2 | 20 mm cement plaster of mix | 1:6 (1 cement: 6 fine sand) | Sqm | 460.5
Finishing Work | 13.4.1 | 12 mm cement plaster of mix | 1:4 (1 cement: 4 coarse sand) | Sqm | 366.02
Finishing Work | 13.4.2 | 12 mm cement plaster of mix | 1:6 (1 cement: 6 coarse sand) | Sqm | 335.11
Finishing Work | 13.5.1 | 15 mm cement plaster on rough side of single or half brick wall of mix | 1:4 (1 cement: 4 coarse sand) | Sqm | 424.32
Finishing Work | 13.5.2 | 15 mm cement plaster on rough side of single or half brick wall of mix | 1:6 (1 cement: 6 coarse sand) | Sqm | 387.4
Finishing Work | 13.6.1 | 20 mm cement plaster of mix | 1:4 (1 cement: 4 coarse sand) | Sqm | 508.58
Finishing Work | 13.6.2 | 20 mm cement plaster of mix | 1:6 (1 cement: 6 coarse sand) | Sqm | 460.5
Finishing Work | 13.7.1 | 12 mm cement plaster finished with a floating coat of neat cement of mix | 13.7.1 1:3 (1 cement: 3 fine sand) | Sqm | 491.84
Finishing Work | 13.7.2 | 12 mm cement plaster finished with a floating coat of neat cement of mix | 1:4 (1 cement: 4 fine sand) | Sqm | 436.05
Finishing Work | 13.8.1 | 15 mm cement plaster on rough side of single or half brick wall finished with a floating coat of neat cement of mix | 1:3 (1 cement: 3 fine sand) | Sqm | 556.14
Finishing Work | 13.8.2 | 15 mm cement plaster on rough side of single or half brick wall finished with a floating coat of neat cement of mix | 1:4 (1 cement: 4 fine sand) | Sqm | 519.25
Finishing Work | 13.9.1 | Cement plaster 1:3 (1 cement: 3 coarse sand) finished with a floating coat of neat cement | 12 mm cement plaster | Sqm | 491.84
Finishing Work | 13.9.2 | Cement plaster 1:3 (1 cement: 3 coarse sand) finished with a floating coat of neat cement | 20 mm cement plaster | Sqm | 651.56
Finishing Work | 13.16.1 | 6 mm cement plaster of mix | 1:3 (1 cement: 3 fine sand) | Sqm | 304.29
Finishing Work | 13.18 | Neat cement punning |  | Sqm | 98.23
Finishing Work | 13.19.1 | Rough cast plaster upto 10 m height above ground level with a mixture of sand and gravel or crushed stone from 6 mm to 10 mm nominal size, dashed over and including the fresh plaster in two layers, under layer 12 mm cement plaster 1:4 (1 cement: 4 coarse sand) and top layer 10 mm cement plaster 1:3 (1 cement: 3 fine sand) mixed with 10% finely grounded hydrated lime by volume of cement | Ordinary cement finish using ordinary cement | Sqm | 910.11
Finishing Work | 13.20 | Pebble dash plaster upto 10 m height above ground level with a mixture of washed pebble or crushed stone 6 mm to 12.5 mm nominal size, dashed over and including fresh plaster in two layers under layer 12 mm cement plaster 1:4 (1 cement: 4 coarse sand) and top layer 10 mm cement plaster with cement mortar 1:3 (1 cement: 3 fine sand) mixed with 10% finely grounded hydrated lime by volume of cement |  | Sqm | 858.91
Finishing Work | 13.22 | Extra for plastering exterior walls of height more than 10 m from ground level for every additional height of 3 m or part thereof |  | Sqm | 85.52
Finishing Work | 13.23.1 | Extra for plastering on circular work not exceeding 6 m in radius | In one coat | Sqm | 46.33
Finishing Work | 13.23.2 | Extra for plastering on circular work not exceeding 6 m in radius | In two coats | Sqm | 70.54
Finishing Work | 13.24.1 | Extra for plastering done on moulding, cornices or architraves including neat finish to line and level | In one coat | Sqm | 682.41
Finishing Work | 13.24.2 | Extra for plastering done on moulding, cornices or architraves including neat finish to line and level | In two coats | Sqm | 1125.48
Finishing Work | 13.25.1 | Extra for plastering | Spherical ceiling | Sqm | 172.93
Finishing Work | 13.25.2 | Extra for plastering | Groined ceiling | Sqm | 187.46
Finishing Work | 13.25.3 | Extra for plastering | Flewing soffits | Sqm | 114.07
Finishing Work | 13.26 | Providing and applying plaster of paris putty of 2 mm thickness over plastered surface to prepare the surface even and smooth complete |  | Sqm | 282.64
Finishing Work | 13.27 | Extra for lining out plaster to imitate stone or concrete blocks walling |  | Sqm | 109.54
Finishing Work | 13.31.1 | Pointing on brick work or brick flooring with cement mortar 1:3 (1 cement: 3fine sand) | Flush / Ruled/ Struck or weathered pointing | Sqm | 246.98
Finishing Work | 13.31.2 | Pointing on brick work or brick flooring with cement mortar 1:3 (1 cement: 3fine sand) | Raised and cut pointing | Sqm | 422.93
Finishing Work | 13.32.1 | Pointing on tile brick work with cement mortar 1:3 (1 cement: 3 fine sand) | Flush/ Ruled/ Struck or weathered pointing | Sqm | 337.8
Finishing Work | 13.33.1 | Pointing on stone work with cement mortar 1:3 (1 cement: 3 fine sand) | Flush/ Ruled pointing | Sqm | 361.43
Finishing Work | 13.33.2 | Pointing on stone work with cement mortar 1:3 (1 cement: 3 fine sand) | Raised and cut pointing | Sqm | 662.11
Finishing Work | 13.34 | Raised and cut pointing on stone work in white cement mortar 1:3 (1 white cement: 3 marble dust) |  | Sqm | 724.88
Finishing Work | 13.35.1 | Pointing on stone slab ceiling with cement mortar 1:2 (1 cement: 2 fine sand) | Flush/ Ruled pointing | Sqm | 203.98
Finishing Work | 13.36 | Extra for pointing on walls on the outside at height more than 10 m from ground level for every additional height of 3 m or part there of |  | Sqm | 10.48
Finishing Work | 13.37.1 | White washing with lime to give an even shade | New work (three or more coats) | Sqm | 35.28
Finishing Work | 13.38 | Satna lime wash on walls with one coat |  | Sqm | 13.21
Finishing Work | 13.39.1 | Colour washing such as green, blue or buff to give an even shade | New work (two or more coats) with a base coat of white washing with lime | Sqm | 48.11
Finishing Work | 13.39.2 | Colour washing such as green, blue or buff to give an even shade | New work (two or more coats) with a base coat of whiting | Sqm | 47.45
Finishing Work | 13.41.1 | Distempering with oil bound washable distemper of approved brand and manufacture to give an even shade | New work (two or more coats) over and including water thinnable priming coat with cement primer | Sqm | 185.69
Finishing Work | 13.42.1 | Distempering with 1st quality acrylic distemper (ready mixed) having VOC content less than 50 gms/litre, of approved manufacturer, of required shade and colour complete, as per manufacturer's specification | Two or more coats on new work | Sqm | 107.13
Finishing Work | 13.43.1 | Applying one coat of water thinnable cement primer of approved brand and manufacture on wall surface | Water thinnable cement primer | Sqm | 78.62
Finishing Work | 13.44.1 | Finishing walls with water proofing cement paint of required shade | New work (Two or more coats applied @ 3.84 kg/10 sqm) | Sqm | 118.08
Finishing Work | 13.45.1 | Finishing walls with textured exterior paint of required shade | New work (Two or more coats applied @ 3.28 ltr/10 sqm) over and including priming coat of exterior primer applied @ 2.20kg/10 sqm | Sqm | 312.18
Finishing Work | 13.46.1 | Finishing walls with Acrylic Smooth exterior paint of required shade | New work (Two or more coat applied @ 1.67 ltr/10 sqm over and including priming coat of exterior primer applied @ 2.20 kg/10 sqm) | Sqm | 214.8
Finishing Work | 13.48.1 | Finishing walls with Deluxe Multi surface paint system for interiors and exteriorsusing Primer as permanufacturers specifications | Two or more coats applied on walls @ 1.25 ltr/10 sqm over and including one coat of Special primer applied @ 0.75 ltr /10 sqm | Sqm | 190.45
Finishing Work | 13.48.2 | Finishing walls with Deluxe Multi surface paint system for interiors and exteriorsusing Primer as permanufacturers specifications | Painting wood work with Deluxe Multi Surface Paint of required shade. Two or more coat applied @ 0.90 ltr/10 sqm over an under coat of primer applied @0.75 ltr/10 sqm of approved brand and manufacture | Sqm | 171.44
Finishing Work | 13.48.3 | Finishing walls with Deluxe Multi surface paint system for interiors and exteriorsusing Primer as permanufacturers specifications | Painting Steel work with Deluxe Multi Surface Paint to give an even shade. Two or more coat applied @ 0.90 ltr/10 sqm over an under coat of primer applied @ 0.80 ltr/10 sqm of approved brand and manufacture | Sqm | 169.15
Finishing Work | 13.48A.1 | Finishing walls with 100% Premium acrylic emulsion paint having VOC less than 50 gm/litre and UV resistance as per IS 15489:2004, Alkali & fungal resistance, dirt resistance exterior paint of required shade (Company Depot Tinted) with silicon additives | New work (Two or more coats applied @ 1.43 litre/ 10 sqm. Over and including priming coat of exterior primer applied @ 0.90 litre/10 sqm | Sqm | 191.16
Finishing Work | 13.51.1 | Painting with silicon & acrylic emulsion based water thinnable sealer of approved brand and manufacture on wet or patchy portion of plastered surfaces | One coat | Sqm | 101.1
Finishing Work | 13.51.2 | Painting with silicon & acrylic emulsion based water thinnable sealer of approved brand and manufacture on wet or patchy portion of plastered surfaces | Two coats | Sqm | 152.03
Finishing Work | 13.52.1 | Finishing with Epoxy paint (two or more coats) at all locations prepared and applied as per manufacturer's specifications including appropriate priming coat, preparation of surface, etc. complete | On steel work | Sqm | 234.84
Finishing Work | 13.52.2 | Finishing with Epoxy paint (two or more coats) at all locations prepared and applied as per manufacturer's specifications including appropriate priming coat, preparation of surface, etc. complete | On concrete work | Sqm | 232.73
Finishing Work | 13.53.1 | Painting on G.S. sheet with synthetic enamel paint of approved brand and manufacture of required colour to give an even shade | New work (two or more coats) including a coat of approved steel primer but excluding a coat of mordant solution | Sqm | 172.18
Finishing Work | 13.55.1 | Painting (two or more coats) on rain water, soil waste and vent pipes and fittings with black anticorrosive bitumastic paint of approved brand and manufacture, over and including a priming of ready mixed zinc chromate yellow primer on new work | 100 mm diametre pipes | Sqm | 74.98
Finishing Work | 13.55.2 | Painting (two or more coats) on rain water, soil waste and vent pipes and fittings with black anticorrosive bitumastic paint of approved brand and manufacture, over and including a priming of ready mixed zinc chromate yellow primer on new work | 150 mm diametre pipes | Sqm | 120.03
Finishing Work | 13.56.1 | Painting (two or more coats) on rain water, soil waste and vent pipes and fittings with synthetic enamel paint of approved brand and manufacture and required colour over a priming coat of approved steel primer on new work | 100 mm diametre pipes | Sqm | 79.67
Finishing Work | 13.56.2 | Painting (two or more coats) on rain water, soil waste and vent pipes and fittings with synthetic enamel paint of approved brand and manufacture and required colour over a priming coat of approved steel primer on new work | 150 mm diametre pipes | Sqm | 129.57
Finishing Work | 13.57.1 | Painting with oil type wood preservative of approved brand and manufacture | New work (two or more coats) | Sqm | 66.44
Finishing Work | 13.58 | Providing and applying two coats of fire retardant paint on cleaned wood / ply surface @ 3.5 sqm per litre per coat including preparation of base surface as per recommendations of manufacturer to make the surface fire retardant |  | Sqm | 295
Finishing Work | 13.59 | Coal tarring two coats on new work using 0.16 Litre and 0.12 litre coal tar per sqm in the first coat and second coat respectively |  | Sqm | 63.08
Finishing Work | 13.60.1 | Wall painting with acrylic emulsion paint of approved brand and manufacture to give an even shade | Two or more coats on new work | Sqm | 203.92
Finishing Work | 13.61.1 | Painting with synthetic enamel paint of approved brand and manufacture to give an even shade | Two or more coats on new work | Sqm | 168.21
Finishing Work | 13.62.1 | Painting with synthetic enamel paint of approved brand and manufacture of required colour to give an even shade | Two or more coats on new work over an under coat of suitable shade with ordinary paint of approved brand and manufacture | Sqm | 242.97
Finishing Work | 13.63.1 | Painting with aluminium paint of approved brand and manufacture to give an even shade | Two or more coats on new work | Sqm | 148.71
Finishing Work | 13.64.1 | Painting with acid proof paint of approved brand and manufacture of required colour to give an even shade | Two or more coats on new work | Sqm | 160.45
Finishing Work | 13.65.1 | Painting with black anti-corrosive bitumastic paint of approved brand and manufacture to give an even shade | Two or more coats on new work | Sqm | 133.72
Finishing Work | 13.66.1 | Floor painting with floor enamel paint of approved brand and manufacture of required colour to give an even shade | Two or more coats on new work | Sqm | 178.97
Finishing Work | 13.67.1 | Varnishing with varnish of approved brand and manufacture | Two or more coats of glue sizing with copal varnish over an under coat of flatting varnish | Sqm | 251.92
Finishing Work | 13.67.2 | Varnishing with varnish of approved brand and manufacture | Two or more coats glue sizing with spar varnish or an under coat of flatting varnish | Sqm | 257.77
Finishing Work | 13.68.1 | French spirit polishing | Two or more coats on new works including a coat of wood filler | Sqm | 449.13
Finishing Work | 13.69.1 | Polishing on wood work with ready mixed wax polish of approved brand and manufacture | New work | Sqm | 184.17
Finishing Work | 13.70 | Floor polishing on masonry or concrete floors with wax polish of approved brand and manufacture |  | Sqm | 89.06
Finishing Work | 13.72 | Washed stone grit plaster on exterior walls height upto 10 metre above ground level, in two layers, under layer 12 mm cement plaster 1:4 (1 cement: 4 coarse sand), furrowing the under layer with scratching tool, applying cement slurry on the under layer @ 2 Kg of cement per square metre, top layer 15 mm cement plaster 1:1/ 2:2 (1 cement: 1/2 coarse sand: 2 stone chipping 10 mm nominal size), in panels with groove all around as per approved pattern, including scrubbing and washing the top layer with brushes and water to expose the stone chippings,complete as per specification and direction of Engineer-incharge (payment for providing grooves shall be made separately) |  | Sqm | 1213.53
Finishing Work | 13.73.1 | Forming groove of uniform size in the top layer of washed stone grit plaster as per approved pattern using wooden battens, nailed to the under layer, including removal of wooden battens, repair to the edges of panels and finishing the groove complete as per specifications and direction of the Engineer-in-charge | 15 mm wide and 15 mm deep groove | Sqm | 73.81
Finishing Work | 13.73.2 | Forming groove of uniform size in the top layer of washed stone grit plaster as per approved pattern using wooden battens, nailed to the under layer, including removal of wooden battens, repair to the edges of panels and finishing the groove complete as per specifications and direction of the Engineer-in-charge | 20 mm wide and 15 mm deep groove | Sqm | 75.3
Finishing Work | 13.74 | Extra for washed grit plaster on exterior walls of height more than 10 m from ground level for every additional height of 3 m or part thereof |  | Sqm | 173.43
Finishing Work | 13.75 | Extra for washed stone grit plaster on circular work not exceeding 6 m in radius (in two coats) |  | Sqm | 126.9
Finishing Work | 13.76 | Forming groove of uniform size from 12x12 mm and upto 25x15 mm in the top layer of washed stone grit plastered surface as per approved pattern, including providing and fixing aluminum channels of appropriate size and thickness (not less than 2 mm), nailed to the under layer with rust proof screws and nails and finishing the groove complete as per specifications and direction of the Engineer- in-Charge |  | Sqm | 120.73
Finishing Work | 13.77 | Extra for using white cement in place of ordinary cement in the top layer of the item of washed stone grit plaster |  | Sqm | 306.58
Finishing Work | 13.78 | Providing and applying 12 mm thick (average) premixed formulated one coat gypsum lightweight plaster having additives and light weight aggregates as vermiculite/ perlite on walls & ceiling at all floors and locations, finished in smooth line and levelapplied on hacked / uneven background such as bare brick/ block/ RCC work respectively conforming to IS: 2547 (Part - 1 & II) 1976, etc. complete |  | Sqm | 603.66
Finishing Work | 13.80 | Providing and applying white cement based putty of average thickness 1 mm of approved brand and manufacturer, over the plastered wall surface to prepare the surface even and smooth complete |  | Sqm | 168.44
Finishing Work | 13.81.1 | Distempering with 1st quality acrylic distemper, having VOC (Volatile Organic Compound) content less than 50 grams/ litre, of approved brand and manufacture, including applying additional coats wherever required, to achieve even shade and colour | One coat | Sqm | 63.78
Finishing Work | 13.81.2 | Distempering with 1st quality acrylic distemper, having VOC (Volatile Organic Compound) content less than 50 grams/ litre, of approved brand and manufacture, including applying additional coats wherever required, to achieve even shade and colour | Two coats | Sqm | 101.09
Finishing Work | 13.82.1 | Wall painting with acrylic emulsion paint, having VOC (Volatile Organic Compound) content less than 50 grams/ litre, of approved brand and manufacture, including applying additional coats wherever required, to achieve even shade and colour | One coat | Sqm | 88.46
Finishing Work | 13.82.2 | Wall painting with acrylic emulsion paint, having VOC (Volatile Organic Compound) content less than 50 grams/ litre, of approved brand and manufacture, including applying additional coats wherever required, to achieve even shade and colour | Two coats | Sqm | 131.36
Finishing Work | 13.83.1 | Wall painting with premium acrylic emulsion paint of interior grade, having VOC (Volatile Organic Compound) content less than 50 grams/ litre of approved brand and manufacture, including applying additional coats wherever required to achieve even shade and colour | One coat | Sqm | 91.08
Finishing Work | 13.83.2 | Wall painting with premium acrylic emulsion paint of interior grade, having VOC (Volatile Organic Compound) content less than 50 grams/ litre of approved brand and manufacture, including applying additional coats wherever required to achieve even shade and colour | Two coats | Sqm | 138.17
Finishing Work | 13.87.1 | White washing with lime to give an even shade | Old work (two or more coats | Sqm | 20.94
Finishing Work | 13.87.2 | White washing with lime to give an even shade | Old work (one or more coats) | Sqm | 12.84
Finishing Work | 13.88 | Removing white or colour wash by scrapping and sand papering and preparing the surface smooth including necessary repairs to scratches etc. complete |  | Sqm | 16.65
Finishing Work | 13.89 | Distempering with dry distemper of approved brand and manufacture (one or more coats) and of required shade on old work to give an even shade |  | Sqm | 62.47
Finishing Work | 13.90.1 | Distempering with 1st quality acrylic distember (Ready mix) having VOC content less than 50 grams/ litre of approved brand and manufacture to give an even shade | Old work (one or more coats) | Sqm | 62.15
Finishing Work | 13.91 | Removing dry or oil bound distemper, water proofing cement paint and the like by scrapping, sand papering and preparing the surface smooth including necessary repairs to scratches etc. complete |  | Sqm | 21.53
Finishing Work | 13.92.1 | Painting on G.S. sheet with synthetic enamel paint of approved brand and manufacture of required colour to give an even shade | Old work (one or more coats) | Sqm | 95
Finishing Work | 13.93.1 | Painting (two or more coats) on rain water, soil, waste and vent pipes and fittings with black anticorrosive bitumastic paint of approved brand and manufacture over and including a priming coat of ready mixed zinc chromate yellow primer on new work | 75 mm diametre pipes | Metre | 56.09
Finishing Work | 13.94.1 | Painting (one or more coats) on rain water, soil waste and vent pipes and fittings with black anticorrosive bitumastic paint of approved brand and manufacture on old work | 75 mm diametre pipes | Metre | 24.01
Finishing Work | 13.94.2 | Painting (one or more coats) on rain water, soil waste and vent pipes and fittings with black anticorrosive bitumastic paint of approved brand and manufacture on old work | 100 mm diametre pipes | Metre | 34.93
Finishing Work | 13.94.3 | Painting (one or more coats) on rain water, soil waste and vent pipes and fittings with black anticorrosive bitumastic paint of approved brand and manufacture on old work | 150 mm diametre pipes | Metre | 50.15
Finishing Work | 13.95.1 | Painting (two or more coats) on rain water, soil waste and vent pipes and fittings with aluminium paint of approved brand and manufacture over a priming coat of ready mixed zinc chromate yellow primer on new work | 75 mm diametre pipes | Metre | 59.9
Finishing Work | 13.95.2 | Painting (two or more coats) on rain water, soil waste and vent pipes and fittings with aluminium paint of approved brand and manufacture over a priming coat of ready mixed zinc chromate yellow primer on new work | 100 mm diametre pipes | Metre | 387.66
Finishing Work | 13.95.3 | Painting (two or more coats) on rain water, soil waste and vent pipes and fittings with aluminium paint of approved brand and manufacture over a priming coat of ready mixed zinc chromate yellow primer on new work | 150 mm diametre pipes | Metre | 126.06
Finishing Work | 13.96.1 | Painting (one or more coats) on rain water, soil waste and vent pipes and fittings with synthetic enamel paint of approved brand and manufacture and required colour on old work | 75 mm diametre pipes | Metre | 28.91
Finishing Work | 13.96.2 | Painting (one or more coats) on rain water, soil waste and vent pipes and fittings with synthetic enamel paint of approved brand and manufacture and required colour on old work | 100 mm diametre pipes | Metre | 37.19
Finishing Work | 13.96.3 | Painting (one or more coats) on rain water, soil waste and vent pipes and fittings with synthetic enamel paint of approved brand and manufacture and required colour on old work | 150 mm diametre pipes | Metre | 53.41
Finishing Work | 13.98.1 | Wall painting with plastic emulsion paint of approved brand and manufacture to give an even shade | One or more coats on old work | Sqm | 104.66
Finishing Work | 13.99.1 | Painting with synthetic enamel paint of approved brand and manufacture of required colour to give an even shade | One or more coats on old work | Sqm | 109.73
Finishing Work | 13.100.1 | Painting with aluminium paint of approved brand and manufacture to give an even shade | One or more coats on old work | Sqm | 89.61
Finishing Work | 13.101.1 | Painting with acid proof paint of approved brand and manufacture of required colour to give an even shade | One or more coats on old work | Sqm | 105.05
Finishing Work | 13.102.1 | Painting with black anti-corrosive bitumastic paint of approved brand and manufacture to give an even shade | One or more coats on old work | Sqm | 89.38
Finishing Work | 13.103.1 | French spirit polishing | One or more coats on old work | Sqm | 226.04
Finishing Work | 13.104.1 | Polishing on wood work with ready made wax polish of approved brand and manufacture | Old work | Sqm | 93.31
Finishing Work | 13.106 | Painting (one or more coats) with black Japan paint of approved brand and manufacture to give an even shade |  | Sqm | 91.41
Finishing Work | 13.107.1 | Providing and fixing C.P. brass chain and rubber plug complete for sink or wash basin | 32 mm dia | Each | 151.05
Finishing Work | 13.107.2 | Providing and fixing C.P. brass chain and rubber plug complete for sink or wash basin | 40 mm dia | Each | 151.05
Finishing Work | 13.108.1 | Distempering with 1st quality acrylic distemper (ready made) having VOC content less than 50 gm per ltr. of approved manufacturer and of required shade and colour complete. as per manufacturer's specification | One or more coats on old work | Sqm | 57.95
Finishing Work | 13.109.1 | Finishing walls with water proofing cement paint of required shade | Old work (one or more coats applied @ 2.20 kg/10 sqm) over priming coat of primer applied @ 0.80 litrs/10 sqm complete including cost of Priming coat | Sqm | 112.54
Finishing Work | 13.109.2 | Finishing walls with water proofing cement paint of required shade | Old work (one or more coats @ 2.20 kg/10 sqm) complete | Sqm | 76.94
Finishing Work | 13.110.1 | Finishing walls with textured exterior paint of required shade | Old work (Two or more coats on existing cement paint surface applied @ 3.28 ltr/10 sqm | Sqm | 239.05
Finishing Work | 13.110.2 | Finishing walls with textured exterior paint of required shade | Old work (One or more coats) applied @ 1.82 ltr/10 sqm | Sqm | 147.34
Finishing Work | 13.111.1 | Finishing walls with Acrylic Smooth exterior paint of required shade | Old work (Two or more coat applied @ 1.67 ltr/ 10 sqm) on existing cement paint surface | Sqm | 139.39
Finishing Work | 13.111.2 | Finishing walls with Acrylic Smooth exterior paint of required shade | Old work (Two or more coat applied @ 0.90ltr/ 10 sqm) | Sqm | 92.28
Finishing Work | 13.112.1 | Finishing walls with Premium Acrylic Smooth exterior paint with Silicone additives of required shade | Old work (Two or more coats applied @ 1.43 ltr/ 10 sqm) over existing cement paint surface | Sqm | 133.53
Finishing Work | 13.112.2 | Finishing walls with Premium Acrylic Smooth exterior paint with Silicone additives of required shade | Old work (one or more coats applied @ 0.83 ltr/10 sqm) | Sqm | 90.45
Finishing Work | 13.113.1 | Varnishing with varnish of approved brand and manufacture | One or more coats with copal varnish | Sqm | 100.48
Finishing Work | 13.113.2 | Varnishing with varnish of approved brand and manufacture | One or more coats with spar varnish | Sqm | 101.91
Finishing Work | 13.114 | Melamine polishing on wood work (one or more coat) |  | Sqm | 171.15
Finishing Work | 13.115 | Varnishing with flatting varnish of approved brand and manufacture one or more coats on old work |  | Sqm | 106.3
Finishing Work | 13.116 | Polishing in high gloss/matt finish melamine clear polish on wood work in required color/wooden shade texture with following process in the sequence as detailed below |  | Sqm | 1368.66
Repairs to Building | 14.2.1 | Fixing chowkhats in existing opening including embedding chowkhats in floors or walls cutting masonry for holdfasts, embedding hold fasts in cement concrete blocks of size 15 x 10 x 10 cm with cement concrete 1:3:6 (1 cement: 3 coarse sand: 6 graded stone aggregate 20 mm nominal size), painting two coats of approved wood preservative to sides of chowkhats and making good the damages to walls and floors as required complete, including disposal of rubbish to the dumping ground, all complete as per direction of Engineer-in-Charge | Door chowkhats | Each | 1769.87
Repairs to Building | 14.2.2 | Fixing chowkhats in existing opening including embedding chowkhats in floors or walls cutting masonry for holdfasts, embedding hold fasts in cement concrete blocks of size 15 x 10 x 10 cm with cement concrete 1:3:6 (1 cement: 3 coarse sand: 6 graded stone aggregate 20 mm nominal size), painting two coats of approved wood preservative to sides of chowkhats and making good the damages to walls and floors as required complete, including disposal of rubbish to the dumping ground, all complete as per direction of Engineer-in-Charge | Window chowkhats | Each | 1107.63
Repairs to Building | 14.2.3 | Fixing chowkhats in existing opening including embedding chowkhats in floors or walls cutting masonry for holdfasts, embedding hold fasts in cement concrete blocks of size 15 x 10 x 10 cm with cement concrete 1:3:6 (1 cement: 3 coarse sand: 6 graded stone aggregate 20 mm nominal size), painting two coats of approved wood preservative to sides of chowkhats and making good the damages to walls and floors as required complete, including disposal of rubbish to the dumping ground, all complete as per direction of Engineer-in-Charge | Clerestory window chowkhats | Each | 779.04
Repairs to Building | 14.3 | Fixing chowkhat in existing opening in brick/ RCC wall with dash fasteners/ Chemical fasteners of appropriate size (3 nos on each vertical member of door chowkhat and 2 nos on each vertical member of window chowkhats), including Cost of dash fasteners/ chemical fastener |  | Each | 891.71
Repairs to Building | 14.4.1 | Making the opening in brick masonry including dismantling in floor or walls by cutting masonry and making good the damages to walls, flooring and jambs complete, to match existing surface i/c disposal of mulba/ rubbish to the nearest municipal dumping ground, all complete as per direction of Engineer-in-Charge | For door/ window/ clerestory window | Sqm | 1111.33
Repairs to Building | 14.5.1 | Renewing glass panes, with putty and nails wherever necessary including racking out the old putty | Float glass panes of nominal thickness 4 mm (weight not less than 10kg/sqm) | Sqm | 1560.51
Repairs to Building | 14.5.2 | Renewing glass panes, with putty and nails wherever necessary including racking out the old putty | Float glass panes of nominal thickness 5 mm (weight not less than 12.5kg/sqm) | Sqm | 1835.23
Repairs to Building | 14.6.1 | Renewing glass panes, with wooden fillets wherever necessary | Float glass panes of nominal thickness 4 mm (weight not less than 10kg/sqm) | Sqm | 2060.39
Repairs to Building | 14.6.2 | Renewing glass panes, with wooden fillets wherever necessary | Float glass panes of nominal thickness 5 mm (weight not less than 12.5kg/sqm) | Sqm | 2327.98
Repairs to Building | 14.7.1 | Renewing glass panes and refixing existing wooden fillets | Float glass panes of nominal thickness 4 mm (weight not less than 10kg/sqm) | Sqm | 1713.31
Repairs to Building | 14.7.2 | Renewing glass panes and refixing existing wooden fillets | Float glass panes of nominal thickness 5 mm (weight not less than 12.5kg/sqm) | Sqm | 1980.91
Repairs to Building | 14.8.1 | Supplying and fixing new wooden fillets wherever necessary | 2nd class teak wood fillets | Sqm | 83.84
Repairs to Building | 14.8.2 | Supplying and fixing new wooden fillets wherever necessary | Hollock wood fillets | Sqm | 69.94
Repairs to Building | 14.9 | Renewal of old putty of glass panes (length) |  | Metre | 53.52
Repairs to Building | 14.10 | Refixing old glass panes with putty and nails |  | Sqm | 695.79
Repairs to Building | 14.11 | Fixing old glass panes with wooden fillets (excluding cost of fillets) |  | Sqm | 637.57
Repairs to Building | 14.12 | Providing and fixing 16 mm M.S. Fan clamps of standard shape and size in existing R.C.C. slab, including cutting chase, anchoring clamp to reinforcement bar, including cleaning, refilling, making good the chase with matching concrete, plastering and painting the exposed portion of the clamps complete |  | Sqm | 530.46
Repairs to Building | 14.13 | Regrading terracing of mud phaska covered with tiles or brick, in cement mortar by dismantling tiles or bricks, removing mud plaster, preparing the surface of mud phaska to proper slope, relaying mud plaster gobri leaping and tiles or bricks, grouted in cement mortar 1:3 (1 cement: 3 fine sand), including replacing unserviceable tiles or bricks with new ones and disposal of unserviceable material to the dumping ground (the cost of the new tiles or brick excluded), all complete as per direction of Engineer-in-Charge |  | Sqm | 720
Repairs to Building | 14.14.1 | Replacing sand stone slabs in roofing, laid in cement mortar 1:4 (1 cement: 4 coarse sand), including necessary repairs and cement pointing with same mortar complete, including disposal of rubbish to dumping ground, all complete as per direction of Engineer-in-Charge | Red/ white sand stone slabs 30 to 50 mm thick | Sqm | 1354.33
Repairs to Building | 14.15.1 | Renewing wooden battens in roofs, including making good the and painting with oil type wood preservative of approved brand and complete, including removal of rubbish to the dumping ground, all per direction of Engineer-in-Charge | Sal wood battens | Cum | 146384.44
Repairs to Building | 14.16.1.1 | Renewing wooden beams in roofs including making good the holes in walls and painting with oil type wood preservative of approved brand and manufacture complete, including removal of rubbish to the dumping ground, all complete as per direction of Engineer-in-Charge — Not exceeding 4.00 metres in length | Sal wood beams | Cum | 152100.13
Repairs to Building | 14.16.1.2 | Renewing wooden beams in roofs including making good the holes in walls and painting with oil type wood preservative of approved brand and manufacture complete, including removal of rubbish to the dumping ground, all complete as per direction of Engineer-in-Charge — Not exceeding 4.00 metres in length | Hollock wood beams | Cum | 83288.67
Repairs to Building | 14.16.2.1 | Renewing wooden beams in roofs including making good the holes in walls and painting with oil type wood preservative of approved brand and manufacture complete, including removal of rubbish to the dumping ground, all complete as per direction of Engineer-in-Charge — Above 4.00 metres and upto 5.00 metres length | Sal wood beams | Cum | 154331.76
Repairs to Building | 14.16.2.2 | Renewing wooden beams in roofs including making good the holes in walls and painting with oil type wood preservative of approved brand and manufacture complete, including removal of rubbish to the dumping ground, all complete as per direction of Engineer-in-Charge — Above 4.00 metres and upto 5.00 metres length | Hollock wood beams | Cum | 79239
Repairs to Building | 14.17 | Raking out joints in lime or cement mortar and preparing the surface for repointing or replastering, including disposal of rubbish to the dumping ground, all complete as per direction of Engineer-in-Charge |  | Sqm | 58.97
Repairs to Building | 14.19 | Taking out wind ties from roof including cutting out rusted bolts, nuts etc. and removing materials to any distance within compound and stacking |  | KG | 4.8
Repairs to Building | 14.20 | Fixing of old wind tie with new fittings including painting two or more coats with anticorrosive bitumastic paint of approved brand & manufacturer over and including priming coat of ready mixed zinc chromate yellow primer of approved brand |  | Metre | 7.93
Repairs to Building | 14.21 | Renewing bottom rail and/or top runner of collapsible gate including making good all damages and applying priming coat of zinc chromate yellow primer of approved brand and manufacturer |  | KG | 276.92
Repairs to Building | 14.24 | Mud mortar made with local clay good earth |  | Cum | 1042.66
Repairs to Building | 14.25 | Brick work with common burnt clay bricks of class designation 7.5 in mud mortar |  | Cum | 8333.72
Repairs to Building | 14.26.1.1 | Providing and fixing 25 mm thick shutters for cup board etc — Panelled or panelled & glazed shutters | Superior class teak wood including nickel plated bright finished M.S. piano piano hinges with necessary screws | Sqm | 5951.86
Repairs to Building | 14.26.1.2 | Providing and fixing 25 mm thick shutters for cup board etc — Panelled or panelled & glazed shutters | Ist class teak wood including nickel plated bright finished M.S. piano hinges with necessary screws | Sqm | 5873.46
Repairs to Building | 14.26.2.1 | Providing and fixing 25 mm thick shutters for cup board etc — Glazed shutters | Superior class teak wood including nickel plated bright finished M.S. piano hinges with necessary screws | Sqm | 6090.71
Repairs to Building | 14.26.2.2 | Providing and fixing 25 mm thick shutters for cup board etc — Glazed shutters | Ist class teak wood including nickel plated bright finished M.S. piano hinges with necessary screws | Sqm | 6006.28
Repairs to Building | 14.27.1 | Providing and fixing plain jaffri door and window shutters including bright or/ and black enamelled M.S. butt hinges with necessary screws 35x10 mm laths placed 35 mm apart beading complete with:(frames to be paid separately), including fixing 50x12 mm | Second class teak wood | Sqm | 6452.73
Repairs to Building | 14.28.1 | Providing and fixing brass curtain rods of wall thickness 1.25 mm with two brass brackets fixed with brass screws and wooden plugs etc. wherever necessary complete | 20 mm diametre | Sqm | 405.53
Repairs to Building | 14.28.2 | Providing and fixing brass curtain rods of wall thickness 1.25 mm with two brass brackets fixed with brass screws and wooden plugs etc. wherever necessary complete | 25 mm diametre | Metre | 506.54
Repairs to Building | 14.29 | Providing and fixing M.S. round or square bars with M.S. flats at required spacing in wooden frames of windows and clerestory windows |  | KG | 130.09
Repairs to Building | 14.30.1 | Providing joists (karries) including hoisting, fixing in position and applying wood preservative on unexposed surface etc. complete with | Sal wood | Cum | 194638.07
Repairs to Building | 14.30.2 | Providing joists (karries) including hoisting, fixing in position and applying wood preservative on unexposed surface etc. complete with | Hollock wood | Cum | 71344.82
Repairs to Building | 14.31.1 | Providing and fixing bright finished brass single acting spring hinges with necessary brass screws etc. complete | 150 mm | Each | 884.74
Repairs to Building | 14.31.2 | Providing and fixing bright finished brass single acting spring hinges with necessary brass screws etc. complete | 125 mm | Each | 647.16
Repairs to Building | 14.31.3 | Providing and fixing bright finished brass single acting spring hinges with necessary brass screws etc. complete | 100 mm | Each | 613.02
Repairs to Building | 14.32.1 | Providing and fixing bright finished brass double acting spring hinges with necessary brass screws etc. complete | 150 mm | Each | 1002.82
Repairs to Building | 14.32.2 | Providing and fixing bright finished brass double acting spring hinges with necessary brass screws etc. complete | 125 mm | Each | 867.67
Repairs to Building | 14.32.3 | Providing and fixing bright finished brass double acting spring hinges with necessary brass screws etc. complete | 100 mm | Each | 803.59
Repairs to Building | 14.33.1 | Providing and fixing bright finished brass flush bolts with necessary brass | 250 mm | Each | 291.64
Repairs to Building | 14.33.2 | Providing and fixing bright finished brass flush bolts with necessary brass | 150 mm | Each | 253.69
Repairs to Building | 14.33.3 | Providing and fixing bright finished brass flush bolts with necessary brass | 100 mm | Each | 186.47
Repairs to Building | 14.34 | Providing and fixing 150 mm bright finished floor brass door stopper with rubber cushion, necessary brass screws etc. to suit shutter thickness complete |  | Each | 338.41
Repairs to Building | 14.35.1 | Providing and fixing bright finished brass hard drawn hooks and eyes | 300 mm | Each | 127.19
Repairs to Building | 14.35.2 | Providing and fixing bright finished brass hard drawn hooks and eyes | 250mm | Each | 123.21
Repairs to Building | 14.35.3 | Providing and fixing bright finished brass hard drawn hooks and eyes | 200 mm | Each | 94.33
Repairs to Building | 14.35.4 | Providing and fixing bright finished brass hard drawn hooks and eyes | 150 mm | Each | 75.7
Repairs to Building | 14.35.5 | Providing and fixing bright finished brass hard drawn hooks and eyes | 100 mm | Each | 66.45
Repairs to Building | 14.36 | Providing and fixing bright finished brass fan light pivot with necessary brass screws etc. complete |  | Each | 55.93
Repairs to Building | 14.37 | Providing and fixing 300 mm long bright finished brass chain with hook for fan light including necessary brass screws etc. complete |  | Each | 88.12
Repairs to Building | 14.38 | Providing and fixing bright finished brass quadrant stay 300 mm long with necessary brass screws etc. complete |  | Each | 206.2
Repairs to Building | 14.39 | Providing and fixing bright finished brass helical door spring (superior quality) |  | Each | 511.72
Repairs to Building | 14.40.1 | Providing and fixing chromium plated brass butt hinges with necessary chromium plated brass screws etc. complete | 125x70x4 mm (ordinary type) | Each | 219.87
Repairs to Building | 14.40.2 | Providing and fixing chromium plated brass butt hinges with necessary chromium plated brass screws etc. complete | 100x70x4 mm (ordinary type) | Each | 192.96
Repairs to Building | 14.40.3 | Providing and fixing chromium plated brass butt hinges with necessary chromium plated brass screws etc. complete | 75x65x4 mm (heavy type) | Each | 222.52
Repairs to Building | 14.40.4 | Providing and fixing chromium plated brass butt hinges with necessary chromium plated brass screws etc. complete | 75x40x2.5 mm (ordinary type) | Each | 131.9
Repairs to Building | 14.40.5 | Providing and fixing chromium plated brass butt hinges with necessary chromium plated brass screws etc. complete | 50x40x2.5 mm (ordinary type) | Each | 56.27
Repairs to Building | 14.41 | Providing and fixing 85x42 mm chromium plated brass pull bolt lock with necessary chromium plated brass screws, nuts, bolts and washers etc. complete |  | Each | 355.66
Repairs to Building | 14.72 | Providing and fixing double scaffolding system (cup lock type) on the exterior side, up to seven story height made with 40 mm dia M.S. tube 1.5 m centre to centre, horizontal & vertical tubes joining with cup & lock system with M.S. tubes, M.S. tube challies, M.S. clamps and M.S. staircase system in the scaffolding for working platform etc. and maintaining it in a serviceable condition for the required duration as approved and removing it there after.The scaffolding system shall be stiffened with bracings, runners, connection with the building etc wherever required for inspection of work at required locations with essential safety features for the workmen etc. complete as per directions and approval of Engineer-in-charge.The elevational area of the scaffolding shall be measured for payment purpose.The payment will be made once irrespective of duration of scaffolding Note: - This item to be used for maintenance work judicially, necessary deduction for scaffolding in the existing item to be done |  | Sqm | 330.22
Repairs to Building | 14.73 | Providing and fixing bright finished brass casement window stays to windows/ ventilators with necessary welding and machine screws etc.fasteners or peg complete |  | KG | 636.88
Repairs to Building | 14.79 | Disconnecting damaged overhead/terrace PVC water storage tank of any size from water supply line and removing from the terrace including shifting at ground level as per direction of Engineer-in-charge |  | Each | 379.17
Repairs to Building | 14.80.1 | Providing & fixing White vitreous china water closet squatting pan (Indian type) along with "S" or "P" trap including dismantling of old WC seat and "S" or "P" trap at site complete with all operations including all necessary materials, labour and disposal of dismantled material i/c malba, all complete as per the direction of Engineer-in charge | Long pattern W.C Pan of size 580x440 mm | Each | 4280.42
Repairs to Building | 14.80.2 | Providing & fixing White vitreous china water closet squatting pan (Indian type) along with "S" or "P" trap including dismantling of old WC seat and "S" or "P" trap at site complete with all operations including all necessary materials, labour and disposal of dismantled material i/c malba, all complete as per the direction of Engineer-in charge | Orissa pattern W.C Pan of size 580x440 mm | Each | 5114.8
Repairs to Building | 14.81 | Cutting holes of required size in brick masonry wall for fixing of exhaust fan including providing and fixing 300 mm dia PVC pipe conforming BIS-12818 and making good the same etc. complete as per direction of Engineer-in-charge |  | Each | 295.91
Repairs to Building | 14.82 | Dismantling W.C. Pan of all sizes including disposal of dismantled materials i/c malba all complete as per directions of Engineer-in-Charge |  | Each | 109.73
Repairs to Building | 14.83 | Hacking of CC flooring including cleaning for surface etc. complete as per direction of the Engineer-in-Charge |  | Sqm | 2.93
Repairs to Building | 14.84 | Dismantling 15 to 40 mm dia G.I. pipe including stacking of dismantled pipes (within 50 metres lead) as per direction of Engineer-in-Charge. (a) Internal Work- Exposed on wall |  | Metre | 3.91
Repairs to Building | 14.85 | Taking out existing wooden door shutter, repair by cutting, painting etc. and refixing of repaired door shutters to existing door frames, including replacement of hinges with screws, etc. as required, all complete as per the direction of the Engineer-in-charge |  | Each | 420.47
Repairs to Building | 14.86 | Providing and laying in situ seven course water proofing treatment with APP (Atactic poly-propylene) modified Polymeric memberane over roof consisting of first coat of bitumen primer @ 0.40 litre per sqm, 2nd, 4th & 6th courses of bonding material @ 1.20 Kg/sqm, which shall consist of blown type bitumen of grade 85/ 25 conforming to IS: 702, 3rd and 5th layers of roofing membrane APP modified Polymeric membrane 1.5 mm thick of 2.25 Kg/sqm weight consisting of five layer prefabricated with centre core as 20 micron HMHDPE film sandwiched on both sides with polymeric mix and the polymeric mix is protected on both side with 20 micron HMHDPE film. 7th, the top most layer shall be finished with brick tiles of class designation 10 grouted with cement mortar 1:3 (1cement: 3 fine sand) mixed with 2% integral water proofing compound by weight of cement over a 12 mm layer of cement mortar 1:3 (1 cement: 3 fine sand) and finished neat (item of laying brick tiles shall be paid for separately) |  | Sqm | 730.3
Repairs to Building | 14.87 | Providing and laying in situ five course water proofing treatment with APP (Atactic Polypropylene) modified Polymeric memberane over roof consisting of first coat of bitumen primer @ 0.40 litre per sqm, 2nd & 4th courses of bonding material @ 1.20 kg/sqm, which shall consist of blown type bitumen of grade 85/25 conforming to IS: 702, 3rd layer of roofing membrane APP modified Polymeric membrane 2.0 mm thick of 3.00 Kg/ sqm weight consisting of five layers prefabricated with centre core as 100 micron HMHDPE film sandwiched on both sides with polymeric mix and the polymeric mix is protected on both side with 20 micron HMHDPE film. 5th, the top most layer shall be finished with brick tiles of class designation 10 grouted with cement mortar 1:3 (1 cement: 3 fine sand) mixed with 2% integral water proofing compound by weight of cement over a 12 mm layer of cement mortar 1:3 (1 cement: 3 fine sand) and finished neat (item of laying brick tiles shall be paid for separately) |  | Sqm | 472.39
Repairs to Building | 14.88 | Providing and laying in situ seven course water proofing treatment with APP (Atactic Polypropylene) modified Polymeric memberane over roof consisting of first coat of bitumen primer @ 0.40 litre per sqm, 2nd, 4th & 6th courses of bonding material @ 1.20 kg/sqm, which shall consist of blown type bitumen of grade 85/25 conforming to IS: 702, 3rd and 5th layers of roofing membrane APP modified Polymeric membrane 2.0 mm thick of 3.00 Kg/sqm weight consisting of five layers prefabricated with centre core as 100 micron HMHDPE film sandwiched on both sides with polymeric mix and the polymeric mix is protected on both side with 20 micron HMHDPE film. 7th, the top most layer shall be finished with brick tiles of class designation 10 grouted with cement mortar 1:3 (1 cement: 3 fine sand) mixed with 2% integral water proofing compound by weight of cement over a 12 mm layer of cement mortar 1:3 (1 cement: 3 fine sand) and finished neat (item of laying brick tiles shall be paid for separately) |  | Sqm | 819.12
Repairs to Building | 14.89.1 | Providing and fixing APP (Atactic Polypropylene Polymer) modified prefabricated five layer 2 mm thick water proofing membrane, black finished reinforced with glass fibre matt consisting of a coat of bitumen primer for bitumen membrane @ 0.40 litre/sqm by the same membrance manufacture of density at 25°C, 0.87 - 0.89 kg/ litre and viscocity 70 - 160 cps. Over the primer coat the layer of membrane shall be laid using Butane torch and sealing all joints etc., and preparing the surface complete. The vital physical and chemical parametres of the membrane shall be as under: Joint strength in longitudinal and transverse direction at 23°C as 350/300 N/ 5 cm. Tear strength in longitudinal and transverse direction as 60/80N. Softening point of membrane not less than 150°C. Cold flexibility shall be upto -2°C when tested in accordance with ASTM, D - 5147. The laying of membrane shall be got done through the authorised applicator of the manufacture of membrane | 2mm (for corrugated roof sheets) | Sqm | 492.56
Repairs to Building | 14.90.1 | Providing and laying APP (Atactic Polypropylene Polymer) modified prefabricated five layer, 3 mm thick water proofing membrane, black finished reinforced with glass fibre matt consisting of a coat of bitumen primer for bitumen membrane @ 0.40 litre/sqm by the same membrane manufactured of density at 25°C, 0.87 - 0.89 kg/litre and viscocity 70 - 160 cps. Over the primer coat the layer of membrane shall be laid using butane torch and sealing all joints etc., and preparing the surface complete. The vital physical and chemical parametres of the membrane shall be as under: Joint strength in longitudinal and transverse direction at 23°C as 350/300 N/5 cm. Tear strength in longitudinal and transverse direction as 60/80N. Softening point of membrane not less than 150°C. Cold flexibility shall be upto -2°C when tested in accordance with ASTM, D - 5147. The laying of membrane shall be got done through the authorised applicator of the manufacturer of membrane | 3 mm thick | Sqm | 595.84
Repairs to Building | 14.91.1 | Providing and laying APP (Atactic Polypropylene modified prefabricated five layer 3 mm thick water proofing membrane, black finished reinforced with nonwoven polyester matt consisting of a coat of bitumen primer for bitumen membrane @ 0.40 litre/sqm by the same membrane manufacture of density at 25°C, 0.87-0.89 kg/ litre and viscocity 70-160 cps. Over the primer coat the layer of membrane shall be laid using Butane Torch and sealing all joints etc, and preparing the surface complete. The vital physical and chemical parametres of the membrane shall be as under: Joint strength in longitudinal and transverse direction at 23°C as 650/ 450N/ 5cm. Tear strength in longitudinal and transverse direction as 300/250N. Softening point of membrane not less than 150°C. Cold flexibility shall be upto -2°C when tested in accordance with ASTM, D - 5147. The laying of membrane shall be got done through the authorised applicator of the manufacturer of membrane | 3 mm thick | Sqm | 630.27
Repairs to Building | 14.92 | Extra for covering top of membrane with Geotextile, 120 gsm non woven, 100% polyester of thickness 1 to 1.25 mm bonded to the membrane with intermittent touch by heating the membrane by Butane Torch as per manufactures recommendation |  | Sqm | 126.19
Dismantling and Demolishing | 15.1 | Demolishing lime concrete manually/ by mechanical means and disposal of material within 50 metres lead as per direction of Engineer- in-charge |  | Cum | 689.71
Dismantling and Demolishing | 15.2.1 | Demolishing cement concrete manually/ by mechanical means including disposal of material within 50 metres lead as per direction of Engineer - in - charge | Nominal concrete 1:3:6 or richer mix (i/c equivalent design mix) | Cum | 1974.16
Dismantling and Demolishing | 15.2.2 | Demolishing cement concrete manually/ by mechanical means including disposal of material within 50 metres lead as per direction of Engineer - in - charge | Nominal concrete 1:4:8 or leaner mix (i/c equivalent design mix) | Cum | 1218.08
Dismantling and Demolishing | 15.3 | Demolishing R.C.C. work manually/ by mechanical means including stacking of steel bars and disposal of unserviceable material within 50 metres lead as per direction of Engineer - in- charge |  | Cum | 2880.07
Dismantling and Demolishing | 15.4 | Demolishing R.B. work manually/ by mechanical means including stacking of steel bars and disposal of unserviceable material within 50 metres lead as per direction of Engineer-in- charge |  | Cum | 2574.65
Dismantling and Demolishing | 15.5 | Extra for cutting reinforcement bars manually/ by mechanical means in R.C.C. or R.B. work (Payment shall be made on the cross sectional area of R.C.C. or R.B. work) as per direction of Engineer-in-charge |  | Cum | 1080.25
Dismantling and Demolishing | 15.6 | Extra for scrapping, cleaning and straightening reinforcement from R.C.C. or R.B. work |  | KG | 8.21
Dismantling and Demolishing | 15.7.1 | Demolishing brick work manually/ by mechanical means including stacking of serviceable material and disposal of unserviceable material within 50 metres lead as per direction of Engineer-in-charge | In mud mortar | Cum | 571.22
Dismantling and Demolishing | 15.7.2 | Demolishing brick work manually/ by mechanical means including stacking of serviceable material and disposal of unserviceable material within 50 metres lead as per direction of Engineer-in-charge | In lime mortar with old mughal bricks | Cum | 1443.06
Dismantling and Demolishing | 15.7.3 | Demolishing brick work manually/ by mechanical means including stacking of serviceable material and disposal of unserviceable material within 50 metres lead as per direction of Engineer-in-charge | In lime mortar | Cum | 689.71
Dismantling and Demolishing | 15.7.4 | Demolishing brick work manually/ by mechanical means including stacking of serviceable material and disposal of unserviceable material within 50 metres lead as per direction of Engineer-in-charge | In cement mortar | Cum | 1668.74
Dismantling and Demolishing | 15.8.1 | Removing mortar from bricks and cleaning bricks including stacking within a lead of 50 m (stacks of cleaned bricks shall be measured) | From brick work in mud mortar (rate is for 1000 Nos) | Nos | 3852.8
Dismantling and Demolishing | 15.8.2 | Removing mortar from bricks and cleaning bricks including stacking within a lead of 50 m (stacks of cleaned bricks shall be measured) | From brick work in lime mortar (rate is for 1000 Nos) | Nos | 4509.86
Dismantling and Demolishing | 15.8.3 | Removing mortar from bricks and cleaning bricks including stacking within a lead of 50 m (stacks of cleaned bricks shall be measured) | From brick work in cement mortar (rate is for 1000 Nos) | Nos | 5689.25
Dismantling and Demolishing | 15.9 | Demolishing stone rubble masonry manually/ by mechanical means including stacking of serviceable material and disposal of unserviceable material within 50 metres lead as per direction of Engineer-in-charge |  | Cum | 938.74
Dismantling and Demolishing | 15.9.2 | In cement mortar |  | Cum | 1991.43
Dismantling and Demolishing | 15.10.1 | Dismantling dressed stone work ashlar face stone work, marble work or precast concrete work manually/ by mechanical means including stacking of serviceable and disposal of unserviceable material within 50 metres lead as per direction of Engineer-in-charge | In lime mortar | Cum | 1187.28
Dismantling and Demolishing | 15.10.2 | Dismantling dressed stone work ashlar face stone work, marble work or precast concrete work manually/ by mechanical means including stacking of serviceable and disposal of unserviceable material within 50 metres lead as per direction of Engineer-in-charge | In cement mort | Cum | 2330.02
Dismantling and Demolishing | 15.11.1 | Removing mortar from and cleaning stones and concrete articles (net quantity concrete articles (net quantity of stacks of cleaned materials will be measured) | In lime mortar | Cum | 398.1
Dismantling and Demolishing | 15.11.2 | Removing mortar from and cleaning stones and concrete articles (net quantity concrete articles (net quantity of stacks of cleaned materials will be measured) | In cement mortar | Cum | 568.91
Dismantling and Demolishing | 15.17.1 | Dismantling steel work in single sections including dismembering and stacking within 50 metres lead in | R.S. Joists | KG | 2.95
Dismantling and Demolishing | 15.30 | Dismantling jack arch roofing and floors including stacking of serviceable material and disposal of unserviceable material within 50 metres lead |  | Sqm | 206.31
Dismantling and Demolishing | 15.31 | Dismantling tiled roofing with battens, boarding etc. complete including stacking of serviceable material and disposal of unserviceable material within 50 metres lead |  | Sqm | 170.75
Dismantling and Demolishing | 15.32 | Demolishing thatch roofing including mats, bamboo, jaffari etc. complete including stacking of serviceable material and disposal of unserviceable material within 50 metres lead |  | Sqm | 47.13
Dismantling and Demolishing | 15.33 | Dismantling wooden ballies in posts and struts including stacking within 50metres lead |  | Metre | 16.97
Dismantling and Demolishing | 15.34.1 | Dismantling and stacking within 50 metres lead, fencing posts or struts including all earth work and dismantling of concrete etc. in base of | T' or 'L' iron or pipe | Each | 206.28
Dismantling and Demolishing | 15.34.2 | Dismantling and stacking within 50 metres lead, fencing posts or struts including all earth work and dismantling of concrete etc. in base of | R.C.C | Each | 228.51
Dismantling and Demolishing | 15.35 | Cutting ballies or wooden posts of fencing at the point of projection above the concrete or ground and stacking the same within 50 metres lead |  | Each | 16.27
Dismantling and Demolishing | 15.36 | Dismantling barbed wire or flexible wire rope in fencing including making rolls and stacking within 50 metres lead |  | KG | 29.83
Dismantling and Demolishing | 15.37 | Dismantling wooden trellis work excluding frames but including stacking the serviceable material within 50 metres lead |  | Sqm | 54.89
Dismantling and Demolishing | 15.38 | Dismantling expanded metal or I.R.C. fabrics with necessary battens and beading including stacking the serviceable material within 50 metres lead |  | Sqm | 64.51
Dismantling and Demolishing | 15.39.1 | Dismantling wooden boardings in lining of walls and partitions, excluding supporting members but including stacking within 50 metres lead | Up to 10 mm thick | Sqm | 54.08
Dismantling and Demolishing | 15.39.2 | Dismantling wooden boardings in lining of walls and partitions, excluding supporting members but including stacking within 50 metres lead | Thickness above 10 mm up to 25 mm | Sqm | 69.15
Dismantling and Demolishing | 15.39.3 | Dismantling wooden boardings in lining of walls and partitions, excluding supporting members but including stacking within 50 metres lead | Thickness above 25 mm up to 40 mm | Sqm | 80.21
Dismantling and Demolishing | 15.40.1 | Dismantling precast concrete or stone slabs in walls, partition walls etc. including stacking within 50 metres lead | Thickness up to 40 mm | Sqm | 241.04
Dismantling and Demolishing | 15.40.2 | Dismantling precast concrete or stone slabs in walls, partition walls etc. including stacking within 50 metres lead | Thickness above 40 mm up to 75 mm | Sqm | 359.28
Dismantling and Demolishing | 15.41 | Dismantling cement asbestos or other hard board ceiling or partition walls including stacking of serviceable materials and disposal of unserviceable materials within 50 metres lead |  | Sqm | 51.66
Dismantling and Demolishing | 15.42.1 | Dismantling C.I. or asbestos rain water pipe with fittings and clamps including stacking the material within 50 metres lead | 75 to 80 mm dia pipe | Metre | 61.3
Dismantling and Demolishing | 15.42.2 | Dismantling C.I. or asbestos rain water pipe with fittings and clamps including stacking the material within 50 metres lead | 100 mm dia pipe | Metre | 63.25
Dismantling and Demolishing | 15.42.3 | Dismantling C.I. or asbestos rain water pipe with fittings and clamps including stacking the material within 50 metres lead | 150 mm dia pipe | Metre | 65.14
Dismantling and Demolishing | 15.43.1 | Dismantling manually/ by mechanical means including stacking of serviceable material and disposal of unserviceable material within 50 metres lead as per direction of Engineer-in-charge | Water bound macadam road | Sqm | 179.04
Dismantling and Demolishing | 15.44.1 | Dismantling G.I. pipes (external work) including excavation and refilling trenches after taking out the pipes, manually/ by mechanical means including stacking of pipes within 50 metres lead as per direction of Engineer-in-charge | 15 mm to 40 mm nominal bore | Metre | 139.81
Dismantling and Demolishing | 15.45.1 | Dismantling C.I. pipes including excavation and refilling trenches after taking out the pipes, manually/ by mechanical means breaking lead caulked joints, melting of lead and making into blocks including stacking of pipes & lead at site within 50 metre lead as per direction of Engineer-in-charge | Up to 150 mm diametre | Metre | 367.25
Dismantling and Demolishing | 15.46.1 | Dismantling steel cylinder R.C. pipes excavation and refilling trenches after taking out the pipes, manually/ by mechanical means breaking lead caulked joints, melting of lead and making into blocks including stacking of pipes & lead at site within 50 metres lead as per direction of Engineer-in-charge | Up to 600 mm diametre | Metre | 596.13
Dismantling and Demolishing | 15.47.1 | Dismantling asbestos cement pressure pipes including excavation and refilling trenches after taking out the pipes manually/ by mechanical means and stacking the pipes within 50 metres lead as per direction of Engineer-in-charge | Up to 150 mm diametre | Metre | 268.94
Dismantling and Demolishing | 15.48 | Taking out C.I. cover with frame from R.C.C. top slab of manholes of various sizes including demolishing of R.C.C. work manually/ by mechanical means and stacking of useful materials near the site and disposal of unserviceable materials within 50 metres lead as per direction of Engineer-in-charge |  | Each | 574.8
Dismantling and Demolishing | 15.49 | Taking out C.I. cover with frame from R.C.C. top slab of inspection chambers of various sizes including demolishing of R.C.C. work manually/ by mechanical means and stacking of useful materials near the site and disposal of unserviceable materials within 50 metres lead as per direction of Engineer- incharge |  | Each | 336.59
Dismantling and Demolishing | 15.50 | Dismantling of R.C.C. spun vent shaft including excavating the cement concrete pit completely, taking out the shaft, refilling the excavated gap, stacking the useful materials near the site and disposal of unserviceable materials within 50 metres lead |  | Each | 3953.59
Dismantling and Demolishing | 15.51 | Dismantling of road gully chamber of various sizes including C.I. grating with frame including stacking of useful materials near the site and disposal of unserviceable materials within 50 metres lead including refilling the excavated gap |  | Each | 785.91
Dismantling and Demolishing | 15.52 | Dismantling of flushing cistern of all types (C.I./PVC/Vitrious China) including stacking of useful materials near the site and disposal of unserviceable materials within 50 metres lead |  | Each | 811.03
Dismantling and Demolishing | 15.53.1 | Dismantling of C.I. sluice valve including stacking of useful materials within a lead of 50 metres | Up to 150 mm diametre | Each | 295.12
Dismantling and Demolishing | 15.54 | Dismantling of spindle fire hydrant including stacking of useful materials within 50 metres lead |  | Each | 655.16
Dismantling and Demolishing | 15.55.1 | Dismantling of cement concrete platform along with curtain walls and base concrete etc. including stacking of useful materials near the site and disposal of unserviceable materials within 50 metres lead | 120 x 120 cm (outside to outside) | Each | 894.39
Dismantling and Demolishing | 15.55.2 | Dismantling of cement concrete platform along with curtain walls and base concrete etc. including stacking of useful materials near the site and disposal of unserviceable materials within 50 metres lead | 210 x 120 cm (outside to outside) | Each | 1592.05
Dismantling and Demolishing | 15.55.3 | Dismantling of cement concrete platform along with curtain walls and base concrete etc. including stacking of useful materials near the site and disposal of unserviceable materials within 50 metres lead | 320 x 120 cm (outside to outside) | Each | 1941.64
Dismantling and Demolishing | 15.56 | Dismantling old plaster or skirting raking out joints and cleaning the surface for plaster including disposal of rubbish to the dumping ground within 50 metres lead |  | Sqm | 44.58
Dismantling and Demolishing | 15.57 | Dismantling aluminium/ Gypsum partitions, doors, windows, fixed glazing and fal ceiling including disposal of unserviceable material and stacking of serviceable material with in 50 metres lead as directed by Engineer-in-charge |  | Sqm | 51.68
Dismantling and Demolishing | 15.58 | Demolishing R.C.C. work by mechanical means and stockpiling at designated locations and disposal of dismantled materials up to a lead of 1 kilometre, stacking serviceable and unserviceable material separately including cutting reinforcement bars |  | Cum | 2630.27
Dismantling and Demolishing | 15.59 | Dismantling of flexible pavement (bituminous courses) by mechanical means and disposal of dismantled material up to a lead of 1 kilometre, as per direction of Engineer-in-charge |  | Cum | 379.28
Dismantling and Demolishing | 15.60 | Disposal of building rubbish / malba / similar unserviceable, dismantled or waste materials by mechanical means, including loading, transporting, unloading to approved municipal dumping ground or as approved by Engineer-in-charge, beyond 50 m initial lead, for all leads including all lifts involved |  | Cum | 226.4
Road Work | 16.1 | Preparation and consolidation of sub grade with power road roller of 8 to 12 tonne capacity after excavating earth to an average of 22.5 cm depth, dressing to camber and consolidating with road roller including making good the undulations etc. and re-rolling the sub grade and disposal of surplus earthwith lead upto 50 metres |  | Sqm | 183.34
Road Work | 16.2 | Extra for compaction of earth work in embankment under optimum moisture conditions to give at least 95% of the maximum dry density (proctor density) |  | Cum | 21.75
Road Work | 16.3.1 | Supplying and stacking at site | 90 mm to 45 mm size stone aggregate | Cum | 1414.82
Road Work | 16.3.2 | Supplying and stacking at site | 63 mm to 45 mm size stone aggregate | Cum | 1131.86
Road Work | 16.3.3 | Supplying and stacking at site | 53 mm to 22.4 mm size stone aggregate | Cum | 1088.32
Road Work | 16.3.4 | Supplying and stacking at site | Over burnt (Jhama) brick aggregate 120 mm to 40 mm | Cum | 1015.77
Road Work | 16.3.5 | Supplying and stacking at site | Over burnt (Jhama) brick aggregate 90 mm to 45 mm | Cum | 1523.65
Road Work | 16.3.6 | Supplying and stacking at site | Stone screening 13.2 mm nominal size (Type A) | Cum | 1523.65
Road Work | 16.3.7 | Supplying and stacking at site | Stone screening 11.2 mm nominal size (Type B) | Cum | 1523.65
Road Work | 16.3.8 | Supplying and stacking at site | Red bajri | Cum | 1523.65
Road Work | 16.3.9 | Supplying and stacking at site | Good earth | Cum | 383.66
Road Work | 16.3.10 | Supplying and stacking at site | Moorum | Cum | 846.47
Road Work | 16.4 | Laying, spreading and compacting stone aggregate of specified sizes to WBM specifications in uniform thickness, hand picking, rolling with 3 wheeled road/ vibratory roller 8-10 tonne capacity in stages to proper grade and camber, applying and brooming requisite type of screening / binding material to fill up interstices of coarse aggregate, watering and compacting to the required density |  | Cum | 897.9
Road Work | 16.5.1 | Laying water bound macadam sub-base with brick aggregate and binding material, earth etc. including screening, sorting and spreading to templa and consolidation with light power road-roller etc. complete.(payment for bric aggregate and moorum etc. to be made separately) | Over burnt (Jhama) brick aggregate 120 mm to 40 mm | Cum | 755.34
Road Work | 16.5.2 | Laying water bound macadam sub-base with brick aggregate and binding material, earth etc. including screening, sorting and spreading to templa and consolidation with light power road-roller etc. complete.(payment for bric aggregate and moorum etc. to be made separately) | Over burnt (Jhama) brick aggregate 90 mm to 45 mm | Cum | 755.34
Road Work | 16.9 | Scarifying metalled (water-bound) road surface including disposal of rubbish, lead upto 50 m and consolidation of the aggregate received from scarifying with power road roller of 8 to 10 tonne capacity |  | Sqm | 28.6
Road Work | 16.10 | Making bajri path including preparation of subgrade, supplying and laying brick aggregate of 50 mm nominal size 7.5 cm deep with blinding material consisting of 12 mm moorum and 12 mm red bajri consolidated with road roller |  | Sqm | 206.7
Road Work | 16.11 | Dry stone pitching 22.5 cm thick including supply of stones and preparing surface complete |  | Sqm | 854.35
Road Work | 16.13.2 | Cutting road and making good the same including supply of extra quantities of materials i.e. aggregate, moorum screening, red bajri and labour required | Water bound macadam | Cum | 2541.43
Road Work | 16.14 | Cutting bajri paths and making good the same including supply of extra quantities of brick aggregate, moorum and red bajri required |  | Sqm | 236.67
Road Work | 16.15.1 | Supplying at site | R.C.C. Standards post/ struts/rails/ pales of mix 1:1.5:3 (1 cement: 1.5 coarsesand: 3 graded stone aggregate 12.5 mm nominal size) with wooden plugs or 6mm bar nibs wherever required as per direction of Engineer-in charge (cost of earth works in excavation, concrete works in foundation to be paid separately) | Cum | 36580.32
Road Work | 16.15.2 | Supplying at site | Welded steel wire fabric of required width having rectangular mesh painted with two or more coats of enamel paint of approved shade over a coat of primer (Priming & Painting to be paid for separately) | KG | 88.85
Road Work | 16.16 | Supplying and fixing turn buckles and straining bolts for barbed wire fencing |  | Set | 327.93
Road Work | 16.17 | Fencing with R.C.C. post placed at required distance, embedded in cement concrete blocks, every 15th post, last but one end post and corner post shall be strutted on both sides and end post one side only, provided with horizontal lines and two diagonals of barbed wire weighing 9.38 kg per 100 metres (minimum) between the two posts fitted and fixed with G.I. staples on wooden plugs or G.I.binding wire tied to 6 mm bar nibs fixed while casting the post (cost of R.C.C.posts, struts, earth work and concrete to be paid for separately):- Payment to be made per metre cost of total length of barbed wire used |  | Metre | 14.62
Road Work | 16.19 | Supplying at site Angle iron post & strut of required size including bottom to be split and bent at right angle in opposite direction for 10 cm length and drilling holes upto 10 mm dia. etc. complete |  | KG | 149.65
Road Work | 16.20 | Welded steel wire fabric fencing with posts of specified material and of standard design placed and embedded in cement concrete blocks 45x45x 60 cm of mix 1:5:10 (1 cement:5 fine sand: 10 graded stone aggregate 40 mm nominal size), every 15th post, last but one end post and corner post shall be strutted on both sides and end post on one side only and struts embedded in cement concrete blocks 70x45x50 cm of the same mix, provided with welded steel wire fabric fixed blocks 70x45x50 cm of the same mix, provided with welded steel wire fabric fixed between the posts fitted and fixed with G.I. staples on wooden plugs or tied to 6 mm bar nibs with G.I. binding wire (cost of posts, welded steel wire fabric, painting, earth work in excavation and concrete to be paid for separately) |  | Sqm | 65.96
Road Work | 16.22 | Providing and fixing 15x15x90 cm boundary stone of hard stone with top 30 cm chisel dressed on all four sides including top (cost of excavation, refilling and concrete etc. to be paid for separately) |  | Each | 254.43
Road Work | 16.23 | Providing and fixing 15 cm dia at top, 20 cm at bottom and 90 cm high precast reinforced cement concrete 1:1.5:3 (1 cement: 1.5 coarse sand: 3 graded stone aggregate 20 mm nominal size) boundary stone as per standard design, including finishing smooth with cement mortar 1:3 (1 cement: 3 fine sand) (cost of excavation, refilling and concreting to be paid for separately) |  | Each | 1108.65
Road Work | 16.24.1 | Providing and fixing precast reinforced cement concrete 1:1.5:3 (1 cement: 1.5 coarse sand: 3 graded stone aggregate 20 mm nominal size) kilometre stone as per standard design, including finishing smooth in 1:3 cement mortar (1 cement: 3 fine sand) but excluding the cost of earth work, concrete in foundation, painting and lettering etc. which shall be paid for separately | 35x111x25 cm size | Each | 3493.26
Road Work | 16.24.2 | Providing and fixing precast reinforced cement concrete 1:1.5:3 (1 cement: 1.5 coarse sand: 3 graded stone aggregate 20 mm nominal size) kilometre stone as per standard design, including finishing smooth in 1:3 cement mortar (1 cement: 3 fine sand) but excluding the cost of earth work, concrete in foundation, painting and lettering etc. which shall be paid for separately | 50x152.5x25 cm size | Each | 7098
Road Work | 16.24.3 | Providing and fixing precast reinforced cement concrete 1:1.5:3 (1 cement: 1.5 coarse sand: 3 graded stone aggregate 20 mm nominal size) kilometre stone as per standard design, including finishing smooth in 1:3 cement mortar (1 cement: 3 fine sand) but excluding the cost of earth work, concrete in foundation, painting and lettering etc. which shall be paid for separately | 35x93.5x18 cm size | Each | 2431.43
Road Work | 16.25 | Surface dressing on new surface with paving bitumen of grade VG - 10 of approved quality using 2.25 kg of bitumen per sqm with 1.65 cum of stone chippings 13.2mm nominal size per 100 sqm of road surface, including consolidation with road roller of 6 to 8 tonne capacity etc. complete |  | Sqm | 308.03
Road Work | 16.26 | Surface dressing on new surface in two coats with bitumen of grade VG -10 of approved quality using 1.8 kg of bitumen per sqm with 1.5 cum of stone chippings 13.2 mm nominal size per 100 sqm of road surface for first coat and 1.1 kg. of bitumen per sqm with 1.00 cu. metre of stone chippings 11.2 mm nominal size per 100 sqm of road surface for second coat, including consolidation of each coat separately with road roller of 6 to 8 tonne capacity etc. complete |  | Sqm | 383.77
Road Work | 16.27 | Surface dressing on old surface with hot bitumen of grade VG - 10 of approved quality using 1.95 kg of bitumen per sqm with 1.50 cum of stone chippings 11.2 mm nominal size per 100 sqm of road surface, including consolidation with road roller of 6 to 8 tonne capacity, etc. complete |  | Sqm | 229.68
Road Work | 16.28.1 | Surface dressing one coat on new surface with bitumen of specified grade at a rate of 1.95 kg/sqm of surface area with 1.5 cum of stone chippings 13.2 mm nominal size per 100 sqm of road surface, including consolidation with road roller of 6 to 8 tonne capacity, etc. complete | Using bitumen emulsion (minimum 50% bitumen content- RS grade conforming to IS: 8887) | Sqm | 246.7
Road Work | 16.29.1 | Surface dressing one coat on old surface with bitumen of specified grade at the rate of 1.22 kg/ sqm of surface area with 1.10 cum of stone chippings 11.2 mm nominal size per 100 sqm of road surface, including consolidation with road roller of 6 to 8 tonne capacity etc. complete | Using bitumen emulsion (minimum 50% bitumen content- RS grade conforming Using bitumen emulsion (minimum 50% bitumen content- RS grade conforming to IS: 8887) | Sqm | 166.37
Road Work | 16.30.1 | Providing and applying tack coat using hot straight run bitumen of grade VG - 10, including heating the bitumen, spraying the bitumen with mechanically operated spray unit fitted on bitumen boiler, cleaning and preparing the existing road surface as per specifications | On W.B.M. @ 0.75 Kg / sqm | Sqm | 92.38
Road Work | 16.30.2 | Providing and applying tack coat using hot straight run bitumen of grade VG - 10, including heating the bitumen, spraying the bitumen with mechanically operated spray unit fitted on bitumen boiler, cleaning and preparing the existing road surface as per specifications | On bituminous surface @ 0.50 Kg / sqm | Sqm | 68.11
Road Work | 16.31.1.1 | Providing and applying tack coat using bitumen emulsion conforming to IS:8887, using emulsion pressure distributer including preparing the surface & cleaning with mechanical broom — With rapid setting bitumen emulsion | On W.B.M / W.M.M. @ 0.4kg/sqm | Sqm | 61.71
Road Work | 16.31.1.2 | Providing and applying tack coat using bitumen emulsion conforming to IS:8887, using emulsion pressure distributer including preparing the surface & cleaning with mechanical broom — With rapid setting bitumen emulsion | On bituminous surface @ 0.25kg/sqm | Sqm | 39.97
Road Work | 16.31.2.1 | Providing and applying tack coat using bitumen emulsion conforming to IS:8887, using emulsion pressure distributer including preparing the surface & cleaning with mechanical broom — With medium setting bitumen emulsion | On W.B.M / W.M.M. @ 0.4kg/sqm | Sqm | 39.29
Road Work | 16.31.2.2 | Providing and applying tack coat using bitumen emulsion conforming to IS:8887, using emulsion pressure distributer including preparing the surface & cleaning with mechanical broom — With medium setting bitumen emulsion | On bituminous surface @ 0.25kg/sqm | Sqm | 26.18
Road Work | 16.36.1 | Providing and laying Bitumen Penetration Macadam with hard stone aggregate of quality, size and grading as specified, with bitumen of suitable penetration grade, including required key aggregate as specified, spreading coarse aggregate with the help of self propelled/ tipper tail mounted aggregate spreader and applying bitumen by a pressure distributor and then spreading key aggregate with the help of aggregate spreader complete, including consolidation with road roller of minimum 8 to 10 tonne capacity to achieve specified values of compaction and surface accuracy | For 50mm compacted thickness using coarse aggregate of size 50-20 mm graded @ 0.60 cum per 10 sqm key aggregate of size 12.5 mm graded @ 0.15 cum per 10 sqm. With paving asphalt grade VG - 10 @ 50 kg/ 10 sqm | Sqm | 668.64
Road Work | 16.36.2 | Providing and laying Bitumen Penetration Macadam with hard stone aggregate of quality, size and grading as specified, with bitumen of suitable penetration grade, including required key aggregate as specified, spreading coarse aggregate with the help of self propelled/ tipper tail mounted aggregate spreader and applying bitumen by a pressure distributor and then spreading key aggregate with the help of aggregate spreader complete, including consolidation with road roller of minimum 8 to 10 tonne capacity to achieve specified values of compaction and surface accuracy | For 75 mm compacted thickness in two layers using stone aggregate of size 63- 41 mm graded @ 0.90 cum per 10 sqm key aggregate of size 20.0 mm graded @ 0.18 cum per 10 sqm. With paving asphalt grade VG - 10 @ 68 kg/10 sqm | Sqm | 964.9
Road Work | 16.37.1 | Providing and laying bitumen mastic wearing course (as per specifications) with industrial bitumen of grade 85/25 conforming to IS: 702, prepared by using mastic cooker and laid to required level and slope, including providing antiskid surface with bitumen precoated fine grained hard stone chipping of approved size at the rate of 0.005 cum per 10 sqm and at approximate spacing of 10 cm centre to centre in both directions, pressed into surface protruding 1 mm to 4 mm over mastic surface, including cleaning the surface, removal of debris etc. all complete. (Considering bitumen using 10.2% as per MORTH specification) | 25 mm thick | Sqm | 832.77
Road Work | 16.37.2 | Providing and laying bitumen mastic wearing course (as per specifications) with industrial bitumen of grade 85/25 conforming to IS: 702, prepared by using mastic cooker and laid to required level and slope, including providing antiskid surface with bitumen precoated fine grained hard stone chipping of approved size at the rate of 0.005 cum per 10 sqm and at approximate spacing of 10 cm centre to centre in both directions, pressed into surface protruding 1 mm to 4 mm over mastic surface, including cleaning the surface, removal of debris etc. all complete. (Considering bitumen using 10.2% as per MORTH specification) | 40 mm thick | Sqm | 1332.42
Road Work | 16.40 | Providing and laying seal coat of premixed fine aggregate (passing 2.36 mm and retained on 180 micron sieve) with bitumen using 128 kg of bitumen of grade VG - 10 bitumen per cum of fine aggregate and 0.60 cum of fine aggregate per 100 sqm of road surface, including rolling and finishing with road roller all complete |  | Sqm | 123.54
Road Work | 16.41 | Providing and laying seal coat over prepared surface of road with bitumen heated in bitumen boiler fitted with the spray set spraying using 98 kg of bitumen of grade VG - 10 and blinding surface with 0.90 cum of stone aggregate of 6.7 mm size (Passing 11.2 mm sieve and retained on 2.36 mm sieve) per 100 sqm of road surface, including rolling and finishing with power road roller all complete |  | Sqm | 170.4
Road Work | 16.42 | Cement concrete 1:2:4 (1 cement: 2 coarse sand: 4 graded stone aggregate 40 mm nominal size) in pavements, laid to required slope and camber in panels as required including consolidation finishing and tamping complete |  | Cum | 9559.28
Road Work | 16.43.1 | Providing and laying design mix cement concrete of M-30 grade, in roads/ taxi tracks/ runways, using cement content as per design mix, using coarse sand and graded stone aggregate of 40 mm nominal size in appropriate proportions as per approved & specified design criteria, providing dowel bars with sleeve/ tie bars wherever required, laying at site, spreading and compacting mechanically by using needle and surface vibrators, levelling to required slope/ camber, finishing with required texture, including steel form work with sturdy M.S. channel sections, curing, making provision for contraction/ expansion, construction & longitudinal joints (10 mm wide x 50 mm deep) by groove cutting machine, providing and filling joints with approved joint filler and sealants, complete all as per direction of Engineer-in-charge (Item of joint fillers, sealants, dowel bars with sleeve/ tie bars to be paid separately). Note:- Cement content considered in M-30 is @ 340 kg/cum. Excess/ less cement used as per design mix is payable/ recoverable separately | Cement concrete prepared with batch mixing machine | Cum | 11447.81
Road Work | 16.43.2 | Providing and laying design mix cement concrete of M-30 grade, in roads/ taxi tracks/ runways, using cement content as per design mix, using coarse sand and graded stone aggregate of 40 mm nominal size in appropriate proportions as per approved & specified design criteria, providing dowel bars with sleeve/ tie bars wherever required, laying at site, spreading and compacting mechanically by using needle and surface vibrators, levelling to required slope/ camber, finishing with required texture, including steel form work with sturdy M.S. channel sections, curing, making provision for contraction/ expansion, construction & longitudinal joints (10 mm wide x 50 mm deep) by groove cutting machine, providing and filling joints with approved joint filler and sealants, complete all as per direction of Engineer-in-charge (Item of joint fillers, sealants, dowel bars with sleeve/ tie bars to be paid separately). Note:- Cement content considered in M-30 is @ 340 kg/cum. Excess/ less cement used as per design mix is payable/ recoverable separately | Cement concrete manufactured in automatic batching plant (RMC plant) i/c transportation to site in transit mixer | Cum | 11959.96
Road Work | 16.43A | Annexure ‘A’ to Item number 16.43 |  | Sqm | 469.62
Road Work | 16.43B | Annexure ‘B’ to Item number 16.43 |  | Sqm | 924.18
Road Work | 16.44 | Extra for providing and mixing hardening compound of approved quality as per manufacturer's specification in cement concrete |  | Litre | 68.85
Road Work | 16.47.1 | Painting runway/taxi track/apron marking with adequate nos of coats to give uniform finish with road marking paint of superior make as approved by the Engineer-in-charge, i/c cleaning the surface of ail dirt, scales, oil, grease and other foreign material etc. and lining out complete | New work (Two or more coats) | Sqm | 194.3
Road Work | 16.47.2 | Painting runway/taxi track/apron marking with adequate nos of coats to give uniform finish with road marking paint of superior make as approved by the Engineer-in-charge, i/c cleaning the surface of ail dirt, scales, oil, grease and other foreign material etc. and lining out complete | Old work (One or more coats) | Sqm | 123.68
Road Work | 16.48.1 | Painting road surface marking with adequate nos of coats to give uniform finish with ready mixed road marking paint conforming to IS: 164, on bituminous surface in white/yellow shade, including cleaning the surface of all dirt, scales, oil, grease and foreign material etc. complete | New work (Two or more coats) | Sqm | 265.23
Road Work | 16.48.2 | Painting road surface marking with adequate nos of coats to give uniform finish with ready mixed road marking paint conforming to IS: 164, on bituminous surface in white/yellow shade, including cleaning the surface of all dirt, scales, oil, grease and foreign material etc. complete | Old work (One or more coats) | Sqm | 173.45
Road Work | 16.49 | Making bell mouth opening/ entrance of size 100x50x50 cm for drainage pipe under footpath, including providing cement concrete 1:3:6 (1 cement: 3 coarse sand: 6 graded stone aggregate 20 mm nominal size) for shape of bell mouth, including plastering providing and fixing precast R.C.C./ S.F.R.C. slab including plastering with cement mortar 1:3 (1 cement: 3 fine sand) of 6 mm thickness on exposed surface of the slab & bell mouth including centring, shuttering & neat cement punning inside the bell mouth etc. all complete |  | Each | 3248.96
Road Work | 16.50 | Providing and fixing Glow studs of size 100x20 mm made of heavy duty body shall be moulded ASA (Acrylic styrene Acryloretrite) or HIP (High impact polystyrene) or ABS having electronically welded micro- prismatic lens with abrasion resistant coating as approved by Engineer in charge. The glow stud shall support a load of 13635 kg tested in accordance with ASTM D4280. The slope of retro- reflective surface shall be 35 (+/-5) degress to base.The reflective panels on both sides with at least 12 cm of reflective area up each side. The luminance intensity should be as per the specification and shall be tested as described in ASTM I: 809 as recommended in BS: 873 part 4: 1973. The studs shall be fixed to the Road surface using the adhesive conforming to IS, as per procedure recommended by the manufacturer complete and as per direction of Engineer-in-charge |  | Each | 202.57
Road Work | 16.51.1 | Preparation of sub-base road pavement with commercial dry lime (slaked), fly ash stabilised soil with a mix of 3% lime, 12% fly ash and 85% local suitable soil by weight, so as to achieve minimum field C.B.R. of 20, including mixing, rolling with road roller curing etc. all complete | Minimum thickness 15 cm | Cum | 1193.73
Road Work | 16.52 | Providing and fixing precast lime fly ash concrete blocks 1:2:3:6 (1 lime: 2 fly ash: 3 coarse sand: 6 graded stone aggregate 20 mm nominal size), including finishing with 10mm thick cement mortar 1:3 (1 cement: 3 coarse sand) in foot paths, including preparation of sub grade with a hand rammer, laying 10 mm thick leveling course of fine sand (jamuna sand) and filling the joints with fine sand |  | Cum | 15458.27
Road Work | 16.52X | Sub Analysis X for sub analysis item Number 16.52Y |  | Cum | 3551.87
Road Work | 16.52Y | Sub Analysis Y for Item Number 16.53 |  | Cum | 5009.23
Road Work | 16.53 | Providing and fixing concertina coil fencing with punched tape concertina coil 600 mm dia 10 metre openable length (total length 90 m), having 50 nos rounds per 6 metre length, upto 3 m height of wall with existing angle iron 'Y' shaped placed 2.4m or 3.00 m apart and with 9 horizontal R.B.T. reinforced barbed wire, stud tied with G.I. staples and G.I. clips to retain horizontal, including necessary bolts or G.I. barbed wire tied to angle iron, all complete as per direction of Engineer-in- charge, with reinforced barbed tape(R.B.T.) / Spring core (2.5mm thick) wire of high tensile strength of 165 kg/ sq.mm with tape (0.52 mm thick) and weight 43.478 gm/ metre (cost of M.S. angle, C.C. blocks shall be paid separately) |  | Metre | 358.19
Road Work | 16.54.1 | Providing and laying Dense Graded Bituminous Macadam using crushed stone aggregates of specified grading, premixed with bituminous binder and filler, transporting the hot mix to work site by tippers, laying with paver finisher equiped with electronic sensor to the required grade, level and alignment and rolling with smooth wheeled, vibratory and tandem rollers as per specifications to achieve the desired compaction and density, complete as per specificatons and directions of Engineer-in-Charge | 50 to 100 mm average compacted thickness with bitumen of grade VG-30 @ 5% (percentage by weight of total mix) and lime filler @ 2% (percentage by weight of Aggregate) prepared in Batch Type Hot Mix Plant of 100-120 TPH capacity | Cum | 14138.05
Road Work | 16.54.2 | Providing and laying Dense Graded Bituminous Macadam using crushed stone aggregates of specified grading, premixed with bituminous binder and filler, transporting the hot mix to work site by tippers, laying with paver finisher equiped with electronic sensor to the required grade, level and alignment and rolling with smooth wheeled, vibratory and tandem rollers as per specifications to achieve the desired compaction and density, complete as per specificatons and directions of Engineer-in-Charge | 50 to 100 mm average compacted thickness with bitumen of grade VG-30 @ 5% (percentage by weight of total mix) and lime filler @ 2% (percentage by weight of Aggregate) prepared in Drum Type Hot Mix Plant of 60-90 TPH capacity | Cum | 13820.49
Road Work | 16.55.1 | Providing and laying bituminous macadam using crushed stone aggregates of specified grading premixed with bituminous binder, transported to site by tippers, laid over a previously prepared surface with paver finisher equiped with electronic sensor to the required grade, level and alignment and rolling with smooth wheeled, vibratory and tandem rollers as per specifications to achieve the desired compaction and density, complete as per specificatons and directions of Engineer-in-Charge | 50 to 100 mm average compacted thickness with bitumen of grade VG-30 @ 3.50% (percentage by weight of total mix) prepared in Batch Type Hot Mix Plant of 100-120 TPH capacity | Cum | 10257.71
Road Work | 16.55.2 | Providing and laying bituminous macadam using crushed stone aggregates of specified grading premixed with bituminous binder, transported to site by tippers, laid over a previously prepared surface with paver finisher equiped with electronic sensor to the required grade, level and alignment and rolling with smooth wheeled, vibratory and tandem rollers as per specifications to achieve the desired compaction and density, complete as per specificatons and directions of Engineer-in-Charge | 50 to 100 mm average compacted thickness with bitumen of grade VG-30 @ 3.50% (percentage by weight of total mix) prepared in Drum Type Hot Mix Plant of 60-90 TPH capacity | Cum | 9986.76
Road Work | 16.56.1 | Providing and laying semi- dense Bituminous concrete using crushed stone aggregates of specified grading, premixed with bituminous binder and filler, transporting the hot mix to work site by tippers, laying with paver finisher equiped with electronic sensor to the required grade, level and alignment and rolling with smooth wheeled, vibratory and tandem rollers to achieve the desired compaction and density as per specification, complete and as per directions of Engineer-in-Charge | 25 mm compacted thickness with bitumen of grade VG-30 @ 5% (percentage by weight of total mix) and lime filler @ 2% (percentage by weight of Aggregate) prepared in Batch Type Hot Mix Plant of 100-120 TPH capacity | Sqm | 354.23
Road Work | 16.56.2 | Providing and laying semi- dense Bituminous concrete using crushed stone aggregates of specified grading, premixed with bituminous binder and filler, transporting the hot mix to work site by tippers, laying with paver finisher equiped with electronic sensor to the required grade, level and alignment and rolling with smooth wheeled, vibratory and tandem rollers to achieve the desired compaction and density as per specification, complete and as per directions of Engineer-in-Charge | 25 mm compacted thickness with bitumen of grade VG-30 @ 5% (percentage by weight of total mix) and lime filler @ 2% (percentage by weight of Aggregate) prepared in Drum Type Hot Mix Plant of 60-90 TPH capacity | Sqm | 371.93
Road Work | 16.57.1 | Providing and laying Bituminous concrete using crushed stone aggregates of specified grading, premixed with bituminous binder and filler, transporting the hot mix to work site by tippers, laying with paver finisher equiped with electronic sensor to the required grade, level and alignment and rolling with smooth wheeled, vibratory and tandem rollers to achieve the desired compaction and density as per specification, complete and as per directions of Engineer-in- Charge | 40/50 mm compacted thickness with bitumen of grade VG-30 @ 5.5% (percentage by weight of total mix) and lime filler @ 3% (percentage by weight of Aggregate) prepared in Batch Type Hot Mix Plant of 100- 120 TPH capacity | Cum | 15635.67
Road Work | 16.57.2 | Providing and laying Bituminous concrete using crushed stone aggregates of specified grading, premixed with bituminous binder and filler, transporting the hot mix to work site by tippers, laying with paver finisher equiped with electronic sensor to the required grade, level and alignment and rolling with smooth wheeled, vibratory and tandem rollers to achieve the desired compaction and density as per specification, complete and as per directions of Engineer-in- Charge | 40/50 mm compacted thickness with bitumen of grade VG-30 @ 5.5% (percentage by weight of total mix) and lime filler @ 3% (percentage by weight of Aggregate) and waste plastic additive @ 8% (percentage by weight of bitumen) prepared in Batch Type Hot Mix Plant of 100- 120 TPH capacity | Cum | 16284.57
Road Work | 16.57.3 | Providing and laying Bituminous concrete using crushed stone aggregates of specified grading, premixed with bituminous binder and filler, transporting the hot mix to work site by tippers, laying with paver finisher equiped with electronic sensor to the required grade, level and alignment and rolling with smooth wheeled, vibratory and tandem rollers to achieve the desired compaction and density as per specification, complete and as per directions of Engineer-in- Charge | 40/50 mm compacted thickness with bitumen of grade PMB-40 @ 5.5% (percentage by weight of total mix) and lime filler @ 3% (percentage by weight of Aggregate) prepared in Batch Type Hot Mix Plant of 100-120 TPH capacity | Cum | 20353
Road Work | 16.57.4 | Providing and laying Bituminous concrete using crushed stone aggregates of specified grading, premixed with bituminous binder and filler, transporting the hot mix to work site by tippers, laying with paver finisher equiped with electronic sensor to the required grade, level and alignment and rolling with smooth wheeled, vibratory and tandem rollers to achieve the desired compaction and density as per specification, complete and as per directions of Engineer-in- Charge | 40/50 mm compacted thickness with bitumen of grade CRMB-60 @ 5.5% (percentage by weight of total mix) and lime filler @ 3% (percentage by weight of Aggregate) prepared in Batch Type Hot Mix Plant of 100-120 TPH capacity | Cum | 15000.97
Road Work | 16.57.5 | Providing and laying Bituminous concrete using crushed stone aggregates of specified grading, premixed with bituminous binder and filler, transporting the hot mix to work site by tippers, laying with paver finisher equiped with electronic sensor to the required grade, level and alignment and rolling with smooth wheeled, vibratory and tandem rollers to achieve the desired compaction and density as per specification, complete and as per directions of Engineer-in- Charge | 40/50 mm compacted thickness with bitumen of grade VG-30 @ 5.5% (percentage by weight of total mix) and lime filler @ 3% (percentage by weight of Aggregate) prepared in drum Type Hot Mix Plant of 60-90 TPH capacity | Cum | 15336.78
Road Work | 16.57.6 | Providing and laying Bituminous concrete using crushed stone aggregates of specified grading, premixed with bituminous binder and filler, transporting the hot mix to work site by tippers, laying with paver finisher equiped with electronic sensor to the required grade, level and alignment and rolling with smooth wheeled, vibratory and tandem rollers to achieve the desired compaction and density as per specification, complete and as per directions of Engineer-in- Charge | 40/50 mm compacted thickness with bitumen of grade VG-30 @ 5.5% (percentage by weight of total mix) and lime filler @ 3% (percentage by weight of Aggregate) and waste plastic additive @ 8% (percentage by weight of bitumen) prepared in drum Type Hot Mix Plant of 60-90 TPH capacity | Cum | 15985.68
Road Work | 16.57.7 | Providing and laying Bituminous concrete using crushed stone aggregates of specified grading, premixed with bituminous binder and filler, transporting the hot mix to work site by tippers, laying with paver finisher equiped with electronic sensor to the required grade, level and alignment and rolling with smooth wheeled, vibratory and tandem rollers to achieve the desired compaction and density as per specification, complete and as per directions of Engineer-in- Charge | 40/50 mm compacted thickness with bitumen of grade PMB-40 @ 5.5% (percentage by weight of total mix) and lime filler @ 3% (percentage by weight of Aggregate) prepared in drum Type Hot Mix Plant of 60- 90 TPH capacity | Cum | 20054.11
Road Work | 16.57.8 | Providing and laying Bituminous concrete using crushed stone aggregates of specified grading, premixed with bituminous binder and filler, transporting the hot mix to work site by tippers, laying with paver finisher equiped with electronic sensor to the required grade, level and alignment and rolling with smooth wheeled, vibratory and tandem rollers to achieve the desired compaction and density as per specification, complete and as per directions of Engineer-in- Charge | 40/50 mm compacted thickness with bitumen of grade CRMB-60 @ 5.5% (percentage by weight of total mix) and lime filler @ 3% (percentage by weight of Aggregate) prepared in Drum Type Hot Mix Plant of 60- 90 TPH capacity | Cum | 11066.2
Road Work | 16.59.1 | Manufacturing, supplying and fixing retro reflective sign boards made up of 2 mm thick aluminium sheet, face to be fully covered with high intensity encapsulated type heat activated retro reflective sheeting conforming to type - IV of ASTM-D 4956-01 in blue and silver white or other colour combination including subject matter, message (bi-lingual), symbols and borders etc. as per IRC; 67:2001, pasted on substrate by an adhesive backing which shall be activated by applying heat and pressure conforming to class -2 of ASTM-D-4956-01 and fixing the same with suitable sized aluminium alloy rivets @ 20 cm c/c to back support frame of M.S. angle iron of size 25x25x3 mm along with theft resistant measures, mounted and fixed with 2 Nos. M.S. angles of size 35x35x5 mm to a vertical post made up to M.S. Tee section ISMT 50x50x6 mm welded with base plate of size 100x100x5 mm at the bottom end and including making holes in pipes, angles flats, providing & fixing M.S. message plate of required size, steel work to be painted with two or more coats of synthetic enamel paint of required shade and of approved brand & manufacture over priming coat of zinc chromate yellow primer (vertical MS-Tee support to be painted in black and white colours).Backside of aluminium sheet to be painted with two or more coats of epoxy | Mandatory/ Regulatory sign boards of 900 mm diametre with support length of 3750 mm | Each | 11014.01
Road Work | 16.59.2 | Manufacturing, supplying and fixing retro reflective sign boards made up of 2 mm thick aluminium sheet, face to be fully covered with high intensity encapsulated type heat activated retro reflective sheeting conforming to type - IV of ASTM-D 4956-01 in blue and silver white or other colour combination including subject matter, message (bi-lingual), symbols and borders etc. as per IRC; 67:2001, pasted on substrate by an adhesive backing which shall be activated by applying heat and pressure conforming to class -2 of ASTM-D-4956-01 and fixing the same with suitable sized aluminium alloy rivets @ 20 cm c/c to back support frame of M.S. angle iron of size 25x25x3 mm along with theft resistant measures, mounted and fixed with 2 Nos. M.S. angles of size 35x35x5 mm to a vertical post made up to M.S. Tee section ISMT 50x50x6 mm welded with base plate of size 100x100x5 mm at the bottom end and including making holes in pipes, angles flats, providing & fixing M.S. message plate of required size, steel work to be painted with two or more coats of synthetic enamel paint of required shade and of approved brand & manufacture over priming coat of zinc chromate yellow primer (vertical MS-Tee support to be painted in black and white colours).Backside of aluminium sheet to be painted with two or more coats of epoxy | Cautionary /warning sign boards of equilateral triangular shape having each side of 900 mm withsupport length of 3650 mm | Each | 7154.47
Road Work | 16.60.1 | Manufacturing, supplying and fixing retro reflective overhead signage boards made up of 2 mm thick aluminium sheet, face to be fully covered with high intensity and encapsulated lens type heat activated retro reflective sheeting conforming to type - III of ASTM-D-4956-01 as approved by Engineer-in-charge, letters, borders etc. as per IRC: 67-2001 in silver white with blue colour back ground and with high intensity grade, pasted on substrate by pressure sensitive adhesive backing which shall be activated by applying pressure conforming to class II of ASTM-D-4956-01 and fixing the same to the plate of | Overhead informatory road signage | Sqm | 7257.35
Road Work | 16.61 | Providing Retro-reflective regulatory sign board of size 900 mm dia metre made out of 2 mm thick aluminium sheet, face to be fully covered with high intensity encapsulated lens type retro -reflective sheeting as approved by Engineer-in- charge. Letter, symbols, borders etc. will be as per IRC - 67 with required colour scheme on the boards and with the high intensity grade A. The aluminium sheet to be riveted to M.S. frame of angle iron of size 40x40x4 mm. The boards will be fixed to 1 No. 50x50 mm square post made of M.S. angle 50x50x4 mm, 4 m long welded to the frame with adequate anti-theftarrangement.Sheet work to be painted with two or more coats of synthetic enamel paint over an under coat (primer) and back side of aluminium sheet to be painted with two or more coats of epoxy paint including appropriate priming coat complete in all respects as per direction of Engineer-in-charge |  | Each | 10544.77
Road Work | 16.62 | Providing and applying 2.5 mm thick road marking strips (retro- reflective) of specified shade/ colour using hot thermoplastic material by fully/ semi automatic thermoplastic paint applicator machine fitted with profile shoe, glass beads dispenser, propane tank heater and profile shoe heater, driven by experienced operator on road surface including cost of material, labour, T&P, cleaning the road surface of all dirt, seals, oil, grease and foreign material etc. complete as per direction of Engineer-in-charge and accordance with applicable specifications |  | Sqm | 705.21
Road Work | 16.63 | Providing, laying and making kerb channel 30 cm wide and 50 mm thick with cement concrete 1:3:6 (2 cement: 3 coarse sand:6 graded stone aggregate 20 mm nominal size) over 75mm bed of dry brick ballast 40 mm nominal size, well rammed and consolidated and grouted with fine sand, including finishing the top smooth etc. complete and as per direction of Engineer-in-charge |  | Sqm | 565.55
Road Work | 16.64 | Providing and laying 75 mm thick compacted bed of dry brick aggregate of 40 mm thick nominal size including spreading, well ramming, consolidating and grouting with jamuna sand, including finishing smooth etc. complete as per direction of Engineer-in-charge |  | Sqm | 186.9
Road Work | 16.65 | Providing and fixing post delineators made of ABS round body fitted with 2 nos 100 mm dia high reflective reflectors and mounted on MS pipe of 65 mm dia duly powder coated anti-rust and anti theft steel to be installed as per direction of Engineer-in-charge |  | Each | 1044.57
Road Work | 16.66.1 | Excavating holes upto 0.10 cum, including getting out the excavated soil, then returning the soil as deported in layers not exceeding 20 cm in depth, including consolidating and deposited layer by ramming watering etc., disposing of surplus excavated soil as directed with in a lead of 50 mm and lift upto 1.5 m | All kind of soil | Each | 34.58
Road Work | 16.67 | Providing and fixing at or near ground level factory made RCC pavement slab of M-30 grade of size 450x450x50 mm, including reinforcement with 6 mm dia M.S. bars 4 nos on each side, including setting in position in footpath to the required level and line over a bed of 20 mm average thick cement mortar 1:6 (1 cement: 5 coarse sand), having joint thickness not more than 5mm except on curve, including filling of joints with same cement mortar and making grooves etc. complete as per direction of Engineer-in- charge |  | Sqm | 1542.57
Road Work | 16.68 | Providing and laying 60mm thick faciory made cement in required colour and pattern over and including 50mm thick compacted bed of coarse sand, filling the concrete interlocking paver block of M -30 grade made by block making machine with strong vibratory compaction, of approved size, design & shape, laid joints with line sand etc. all complete as per the direction of Engineer-in-charge |  | Sqm | 944.67
Road Work | 16.69 | Providing and laying at or near ground level factory made kerb stone of M-25 grade cement concrete in position to the required line, level and curvature, jointed with cement mortar 1:3 (1 cement: 3 coarse sand), including making joints with or without grooves (thickness of joints except at sharp curve shall not to more than 5mm), including making drainage opening wherever required complete etc. as per direction of Engineer-in-charge (length of finished kerb edging shall be measured for payment). (Precast C.C. kerb stone shall be approved by Engineer-in-charge) |  | Cum | 10034.93
Road Work | 16.70.1 | Providing and fixing G.I. chain link fabric fencing of required width in mesh size 50x50 mm including strengthening with 2 mm dia wire or nuts, bolts and washers as required complete as per the direction of Engineer-in-charge | Made of G.I. wire of dia 4 mm | Sqm | 1018.25
Road Work | 16.70.2 | Providing and fixing G.I. chain link fabric fencing of required width in mesh size 50x50 mm including strengthening with 2 mm dia wire or nuts, bolts and washers as required complete as per the direction of Engineer-in-charge | Made of G.I. wire of dia. 4 mm, PVC coated to achieve outer dia not less than 5 mm in required colour and shade | Sqm | 1067.54
Road Work | 16.71 | Providing and fixing G.I. chain link fabric fencing of required width in mesh size 25x25 mm made of G.I.wire of dia 3 mm including strengthening with 2 mm dia wire or nuts, bolts and washers as required complete as per the direction of Engineer-in-charge |  | Sqm | 1346.88
Road Work | 16.72 | Supplying and stacking of hard stone (for stone pitching) 22.5 cm thick at site |  | Cum | 1209.24
Road Work | 16.73 | Dry stone pitching 22.5 cm thick laid in courses and required profile with hammer dressed stones having no side less than 15 cm, with minimum depth of 20 cm including preparing the bedding surface etc. all complete. (Payment for Stone to be made separately) |  | Sqm | 582.27
Road Work | 16.74.1 | 75 mm thick back filling for pitching including supplying of required materials and consolidation etc. complete with | Moorum | Sqm | 78.62
Road Work | 16.74.2 | 75 mm thick back filling for pitching including supplying of required materials and consolidation etc. complete with | Stone aggregate 20 mm nominal size | Sqm | 118.37
Road Work | 16.74.3 | 75 mm thick back filling for pitching including supplying of required materials and consolidation etc. complete with | Stone aggregate 40 mm nominal size | Sqm | 100.23
Road Work | 16.75 | Providing and laying C.C. pavement of mix M-25 with ready mixed concrete from batching plant. The ready mixed concrete shall be laid and finished with screed board vibrator, vacuum dewatering process and finally finished by floating, brooming with wire brush etc. complete as per specifications and directions of Engineer-in-charge. (The panel shuttering work shall be paid for separately). (Note:- Cement content considered in this item is @ 330 kg/cum. Excess/less cement used as per design mix is payable/ recoverable separately) |  | Cum | 11521.78
Road Work | 16.76 | Deduct for using of M-20 grade concrete instead of M-25 grade concrete in C.C. pavement |  | Cum | 460.36
Road Work | 16.77 | Scarifying the existing bituminous road surface to a depth of 50 mm and disposal of scarified material within all lifts and lead upto 1km (by mechanical means) |  | Sqm | 6.2
Road Work | 16.79 | Providing, laying, spreading and compacting graded stone aggregate (size range 53 mm to 0.075 mm) to wet mix macadam (WMM) specification including premixing the material with water at OMC in for all leads & lifts, laying in uniform layers with mechanical paverfinisher in sub- base / base course on well prepared surface and compacting with vibratory roller of 8 to 10 tonne capacity to achievethe desired density, complete as per specifications and directions of Engineer-in-Charge |  | Cum | 2153.64
Road Work | 16.80 | Construction of dry lean cement concrete sub base over a prepared sub-grade with coarse and fine aggregate conforming to IS:383, the size of coarse aggregate not exceeding 25 mm, aggregate cement ratio not to exceed 15:1, aggregate gradation after blending to be as per specifications, cement content not to be less than 150 Kg/cum, optimum moisture content to be determined during trial length construction, concrete strength not to be less than 10 Mpa at 7 days, mixed in a batching plant, transported to site, for all leads & lifts, laid with a mechanical paver, compacting with 8-10 tonne vibratory roller, finishing and curing etc. complete as per direction of Engineer-in- charge |  | Cum | 4479.68
Road Work | 16.81 | Providing and erecting 2.00 metre high temporary barricading at site; each panel of size 2.50mx2.00m made of 40x40x6mm angle iron or 50x50x3mm hollow MS tube posts/horizontal members/bracings covered with 1.63mm thick MS sheet. The sheet shall be fixed with 30x5mm MS flat by suitable welding/riveting. The panels shall be made so that gap of 50cm above the ground is available making overall height as 2.5m. MS channel ISLC 75 @ 5.70 kg/m, 50cm long shall be provided at the bottomhaving oval shaped holes of size 50x25mm at both ends with 50cm long MS angle 40x40x6mm bracing. Suitable arrangement shall be made to fix the barricading to avoid from overturning by providing 250mm long expansion fasteners at both ends. The work shall be executed as per drawing/direction of Engineer- in-Charge which includes writing and painting, arrangement for traffic diversion such as traffic signals during construction at site for day and night, glow lamps, reflective signs, marking, flags, caution tapeas directed by the Engineer-in-Charge. The barricading provided shall be retained in position at site continuously i/c shifting of barricading from one location to another location as many times as required during the execution of the entire work till its completion. Rate include its maintenance for damages, painting, all incidentals, labour materials, equipments and works required to execute the job. The barricading shall not be removed without prior approval of Engineer-in- Charge. (Note:- One time payment shall be made for providing barricading from start of work till completion of work i/c shifting. The barricading provided shall remain to be the property of the contractor on completion of the work) |  | Metre | 4032.31
Road Work | 16.81X | Sub analysis item for material component of Item No. 16.81 |  | Metre | 47.75
Road Work | 16.81Y | Sub analysis item for fabrication charges of Item No. 16.81 |  | Metre | 1759.51
Road Work | 16.82 | Taking out existing kerb stones of all types from footpath/ central verge, including removal of mortar etc., disposal of unserviceable material to the dumping ground, for which payment shall be made separately and stacking of serviceable material within 50 metre lead as per direction of Engineer-in- Charge |  | Metre | 31.82
Road Work | 16.83 | Taking out existing CC interlocking paver blocks from footpath/ central verge, including removal of rubbish etc., disposal of unserviceable material to the dumping ground, for which payment shall be made separately and stacking of serviceable material within 50 metre lead as per direction of Engineer-in- Charge |  | Sqm | 106.86
Road Work | 16.84 | Laying old cement cocrete interlocking paver blocks of any design/ shape laid in required line, level,curvature, colour and pattern over and including 50 mm thick compacted bed of coarse sand, filling the joints with fine sand etc. all complete as per the direction of Engineer-in-charge. (Old CC paver blocks shall be supplied by the department free of cost) |  | Sqm | 318.71
Road Work | 16.85 | Laying at or near ground level old kerb stones of all types in position to the required line, level and curvature, jointed with cement mortar 1:3 (1 cement: 3 coarse sand), including making joints with or without grooves (thickness of joints, except at sharp curve, shall not be more than 5 mm), including making drainage opening wherever required etc. complete as per direction of Engineer-in-charge. (Length of finished kerb edging shall be measured for payment). (Old kerb stones shall be supplied by the department free of cost) |  | Metre | 103.25
Road Work | 16.88 | Providing and laying matt finished vitrified tile of size 100x100x16mm having water absorption less than 0.5% and conforming to IS: 15622 of approved make in all colours and shades in out door floors such as footpath, court yard multi models etc., laid on 20mm thick base of cement mortar 1:4 (1cement: 4 coarse sand) in all shapes & patterns including grouting the joints with white cement mixed with matching pigments etc. complete as direction of Engineer-in-Charge |  | Sqm | 2385.8
Road Work | 16.89 | Providing and laying matt finished vitrified tile of size 300x300x9.8mm having with water absorption less than 0.5% and conforming to IS: 15622 of approved make in all colours and shades in for outdoor floors such as footpath, court yard, multi modals location etc., laid on 20mm thick base of cement mortar 1:4 (2 cement: 4 coarse sand) in all shapes & patterns including grouting the joints with white cement mixed with matching pigments etc. complete as per direction of Engineer-in-Charge |  | Sqm | 2385.8
Road Work | 16.90 | Providing and laying tactile tile (for vision impaired persons as per standards) of size 300x300x9.8mm having with water absorption less than 0.5% and conforming to IS:15622 of approved make in all colours and shades in for outdoor floors such as footpath, court yard, multi modals location etc., laid on 20mm thick base of cement mortar 1:4 (1 cement: 4 coarse sand) in all shapes & patterns including grouting the joints with white cement mixed with matching pigments etc. complete as per direction of Engineer-in-Charge |  | Sqm | 928.88
Road Work | 16.91.1 | Providing and laying factory made chamfered edge Cement Concrete paver blocks in footpath, parks, lawns, drive ways or light traffic parking etc, of required strength, thickness & size/ shape, made by table vibratory method using PU mould, laid in required colour & pattern over 50mm thick compacted bed of sand, compacting and proper embedding/laying of inter locking paver blocks into the sand bedding layer through vibratory compaction by using plate vibrator, filling the joints with sand and cutting of paver blocks as per required size and pattern, finishing and sweeping extra sand. complete all as per direction of Engineer-in-Charge | 60mm thick cement concrete paver block of M-35 grade with approved colour, design & pattern | Sqm | 1028.34
Road Work | 16.91.2 | Providing and laying factory made chamfered edge Cement Concrete paver blocks in footpath, parks, lawns, drive ways or light traffic parking etc, of required strength, thickness & size/ shape, made by table vibratory method using PU mould, laid in required colour & pattern over 50mm thick compacted bed of sand, compacting and proper embedding/laying of inter locking paver blocks into the sand bedding layer through vibratory compaction by using plate vibrator, filling the joints with sand and cutting of paver blocks as per required size and pattern, finishing and sweeping extra sand. complete all as per direction of Engineer-in-Charge | 80 mm thick C.C. paver block of M-30 grade with approved color design and pattern | Sqm | 1077.68
Road Work | 16.92 | Providing and fixing 10x10x7.50 cm Granite stone block hand cut and chisel dressed on top, for paving in floors, drains etc. laid over 20mm thick base mortar 1:4 (1 cement: 4 coarse sand) with joints 10mm wide filled with same mortar including ruled pointing etc. complete as per direction of engineer-in-charge |  | Sqm | 2380.59
Road Work | 16.93 | Providing and placing in position 100 mm thick factory made machine batched & machine mixed Precast RCC Rectangular Covers on drains of footpath of various sizes, of M-25 grade cement concrete for RCC work, including cost of centering, shuttering, reinforcement of 8 mm dia TMT bars of Fe 500 grade @ maximum 100mm c/c on both ways, neat cement punning on finished surface, properly encased on all edges with 1.6 mm thick, 100 mm wide MS sheet duly painted over priming coat, reinforcement to be welded at edges with MS sheet and providing 2 Nos. 12 mm dia bar for hooks etc i/c cost of cartage, all leads & lift, handling at site etc. all complete as per direction of Engineer-in-Charge leads & lift, handling at site etc. all complete as per direction of Engineer-in-Charge |  | Sqm | 5622.07
Road Work | 16.94 | Providing & making Gabion structure with Mechanically Woven Double Twisted Hexagonal Shaped Wire mesh Gabion Boxes as per IS 16014:2012,MORTH Clause 2500, of required size, Mesh Type 10x13 (D=100 mm with tolerance of ± 2%) Zinc coated, Mesh wire diametre 3.0 mm, mechanically edged/selvedged with partitions at every 1m interval and shall have minimum 10 numbers of openings per metre of mesh perpendicular to twist, tying with lacing wire of diametre 2.2mm, supplied @ 3% by weight of Gabion boxes, filled with boulders with least dimension of 200 mm, as per drawing, all complete as per direction of Engineer- in-charge |  | Cum | 4353.27
Road Work | 16.95 | Providing & making Gabion structure with Mechanically Woven Double Twisted Hexagonal Shaped Wire mesh Gabion Boxes as per IS 16014:2012,MORTH Clause 2500, of required size, Mesh Type 10x12(D=101 mm with tolerance of ± 2%) Zinic+PVC coated, Mesh wire diametre2.7/3.7mm, mechanically edged/selvedged with partitions at every 1m interval and shall have minimum 10 numbers of openings per metre of mesh perpendicular to twist, tying with lacing wire of diametre 2.2/3.2mm(ID/OD), supplied,@3% by weight of Gabion boxes, filled with boulders with least dimension of 200 mm, as per drawing, all complete as per directions of Engineer-in-charge |  | Cum | 4353.27
Road Work | 16.97.1 | Metal Beam Crash Barrier | Type - A, "W": Metal Beam Crash Barrier, Providing and erecting a "W" metal beam crash barrier comprising of 3 mm thick corrugated sheet metal beam rail, 70 cm above road/ground level, fixed on ISMC series channel vertical post, 150 x 75 x 5 mm spaced 2 m centre to centre, 1.8 m high, 1.1 m below ground/road level, all steel parts and fitments to be galvanised by hot dip process, all fittings to conform to IS:1367 and IS:1364, metal beam rail to be fixed on the vertical post with a spacer of channel section 150 x 75 x 5 mm, 330 mm long complete as per clause 811 | Metre | 6761.5
Sanitary Installations | 17.1.1 | Providing and fixing water closet squatting pan (Indian type W.C. pan) with 100mm sand cast Iron P or S trap, 10 litre low level white P.V.C. flushing cistern with manually controlled device (handle lever) conforming to IS: 7231, with all fittings and fixtures complete including cutting and making good the walls and floors wherever required | White Vitreous china Orissa pattern W.C. pan of size 580x440mm with integral type foot rests | Each | 7512.6
Sanitary Installations | 17.1.2 | Providing and fixing water closet squatting pan (Indian type W.C. pan) with 100mm sand cast Iron P or S trap, 10 litre low level white P.V.C. flushing cistern with manually controlled device (handle lever) conforming to IS: 7231, with all fittings and fixtures complete including cutting and making good the walls and floors wherever required | Stainless Steel AISI-304(18/8) Orissa pattern W.C. pan of size 585x480 mm with flush pipe and integrated type foot rests | Each | 11985.36
Sanitary Installations | 17.4.1 | One urinal basin with 5 litre white P.V.C. automatic flushing cistern |  | Each | 6409.79
Sanitary Installations | 17.4.2 | Range of two urinal basins with 5 litre white P.V.C. automatic flushing cistern |  | Each | 10313.35
Sanitary Installations | 17.4.3 | Range of three urinal basins with 10 litre white P.V.C. automatic flushing cistern |  | Each | 13870.78
Sanitary Installations | 17.4.4 | Range of four urinal basins with 10 litre white P.V.C. automatic flushing cistern |  | Each | 19365.31
Sanitary Installations | 17.5.1 | Single half stall urinal with 5 litre P.V.C. automatic flushing cistern |  | Each | 11972.91
Sanitary Installations | 17.5.2 | Range of two half stall urinals with 5 litre P.V.C. automatic flushing cistern |  | Each | 17906.55
Sanitary Installations | 17.5.3 | Range of three half stall urinals with 10 litre P.V.C. automatic flushing cistern |  | Each | 22164.67
Sanitary Installations | 17.5.4 | Range of four half stall urinals with 10 litre P.V.C. automatic flushing cistern |  | Each | 26282.12
Sanitary Installations | 17.6.1 | Single squatting plate with 5 litre P.V.C. automatic flushing cistern |  | Each | 9761.09
Sanitary Installations | 17.6.2 | Range of two squatting plates with 5 litre P.V.C. automatic flushing cistern |  | Each | 15259.1
Sanitary Installations | 17.6.3 | Range of three squatting plates with 10 litre P.V.C. automatic flushing cistern |  | Each | 19362.23
Sanitary Installations | 17.6.4 | Range of four squatting plates with 10 litre P.V.C. automatic flushing cistern |  | Each | 23646.15
Sanitary Installations | 17.7.1 | Providing and fixing wash basin with C.I. brackets, 15 mm C.P. brass pillar taps,32 mm C.P. brass waste of standard pattern, including painting of fittings and brackets, cutting and making good the walls wherever require | White Vitreous China Wash basin size 630x450 mm with a pair of 15 mm C.P. brass pillar taps | Each | 3999.52
Sanitary Installations | 17.7.2 | Providing and fixing wash basin with C.I. brackets, 15 mm C.P. brass pillar taps,32 mm C.P. brass waste of standard pattern, including painting of fittings and brackets, cutting and making good the walls wherever require | White Vitreous China Wash basin size 630x450 mm with a single 15 mm C.P. brass pillar tap | Each | 3305.27
Sanitary Installations | 17.7.3 | Providing and fixing wash basin with C.I. brackets, 15 mm C.P. brass pillar taps,32 mm C.P. brass waste of standard pattern, including painting of fittings and brackets, cutting and making good the walls wherever require | White Vitreous China Wash basin size 550x400 mm with a pair of 15 mm C.P. brass pillar taps | Each | 3070.53
Sanitary Installations | 17.7.4 | Providing and fixing wash basin with C.I. brackets, 15 mm C.P. brass pillar taps,32 mm C.P. brass waste of standard pattern, including painting of fittings and brackets, cutting and making good the walls wherever require | White Vitreous China Flat back wash basin size 550x400 mm with single 15 mm C.P. brass pillar tap | Each | 2376.29
Sanitary Installations | 17.7.5 | Providing and fixing wash basin with C.I. brackets, 15 mm C.P. brass pillar taps,32 mm C.P. brass waste of standard pattern, including painting of fittings and brackets, cutting and making good the walls wherever require | White Vitreous China Angle back wash basin size 600x480 mm with single 15 mm C.P. brass pillar tap | Each | 2925.42
Sanitary Installations | 17.7.6 | Providing and fixing wash basin with C.I. brackets, 15 mm C.P. brass pillar taps,32 mm C.P. brass waste of standard pattern, including painting of fittings and brackets, cutting and making good the walls wherever require | White Vitreous China Angle back wash basin size 400x400 mm with single 15 mm C.P. brass pillar tap | Each | 2653.7
Sanitary Installations | 17.7.7 | Providing and fixing wash basin with C.I. brackets, 15 mm C.P. brass pillar taps,32 mm C.P. brass waste of standard pattern, including painting of fittings and brackets, cutting and making good the walls wherever require | White Vitreous China Flat back wash basin size 450x 300 mm with single 15mm C.P. brass pillar tap | Each | 2607.89
Sanitary Installations | 17.7.8 | Providing and fixing wash basin with C.I. brackets, 15 mm C.P. brass pillar taps,32 mm C.P. brass waste of standard pattern, including painting of fittings and brackets, cutting and making good the walls wherever require | White Vitreous China Surgeon type wash basin of size 660x460 mm with a pair of 15 mm C.P. brass pillar taps with elbow including operated levers | Each | 5222.98
Sanitary Installations | 17.7.9 | Providing and fixing wash basin with C.I. brackets, 15 mm C.P. brass pillar taps,32 mm C.P. brass waste of standard pattern, including painting of fittings and brackets, cutting and making good the walls wherever require | White Vitreous China Surgeon type wash basin of size 660x460 mm with single 15 mm C.P. brass pillar taps with elbow operated levers ISI Marked | Each | 4456.18
Sanitary Installations | 17.7.10 | Providing and fixing wash basin with C.I. brackets, 15 mm C.P. brass pillar taps,32 mm C.P. brass waste of standard pattern, including painting of fittings and brackets, cutting and making good the walls wherever require | Stainless Steel AISI-304(18/8) Round basin 405x355 mm with single 15 mm C.P. brass pillar tap | Each | 3925.54
Sanitary Installations | 17.7.11 | Providing and fixing wash basin with C.I. brackets, 15 mm C.P. brass pillar taps,32 mm C.P. brass waste of standard pattern, including painting of fittings and brackets, cutting and making good the walls wherever require | Stainless Steel AISI-304(18/8) Wash basin 530x345 mm with single 15 mm C.P. brass pillar tap | Each | 4707.99
Sanitary Installations | 17.7A | Providing and fixing wash basin with C.I. brackets, 15 mm dia CP Brass single hole basin mixer of approved quality and make, including painting of fittings and brackets, cutting and making good the walls wherever required:- (a) White Vitreous China Wash basin size 550x400 mm with a 15 mm CP Brass single hole basin mixer |  | Each | 4134.24
Sanitary Installations | 17.7B | Providing and fixing wash basin with C.I. brackets, 15 mm PTMT pillar cock, 32 mm PTMT waste coupling of standard pattern, including painting of fittings and brackets, cutting and making good the walls wherever required. White Vitreous China Flat back wash basin size 550x400 mm with single 15 mm PTMT pillar cock |  | Each | 1777.78
Sanitary Installations | 17.8 | Providing and fixing white vitreous china pedestal for wash basin completely recessed at the back for the reception of pipes and fittings |  | Each | 1839.48
Sanitary Installations | 17.9 | White glazed fire clay kitchen sink of size 600x450x250 mm |  | Each | 5748.43
Sanitary Installations | 17.10.1.1 | Providing and fixing Stainless Steel AISI 304 (18/8) kitchen sink as per IS 13983 with C.I. brackets and stainless steel plug 40 mm including painting of fittings and brackets, cutting and making good the walls wherever required — Kitchen sink with drain board 17.10.1.1 510x1040 mm bowl depth 250mm | 510x1040 mm bowl depth 250mm | Each | 7277.79
Sanitary Installations | 17.10.1.2 | Providing and fixing Stainless Steel AISI 304 (18/8) kitchen sink as per IS 13983 with C.I. brackets and stainless steel plug 40 mm including painting of fittings and brackets, cutting and making good the walls wherever required — Kitchen sink with drain board 17.10.1.1 510x1040 mm bowl depth 250mm | 510x1040 mm bowl depth 225mm | Each | 7011.75
Sanitary Installations | 17.10.1.3 | Providing and fixing Stainless Steel AISI 304 (18/8) kitchen sink as per IS 13983 with C.I. brackets and stainless steel plug 40 mm including painting of fittings and brackets, cutting and making good the walls wherever required — Kitchen sink with drain board 17.10.1.1 510x1040 mm bowl depth 250mm | 510x1040 mm bowl depth 200mm | Each | 6698.77
Sanitary Installations | 17.10.1.4 | Providing and fixing Stainless Steel AISI 304 (18/8) kitchen sink as per IS 13983 with C.I. brackets and stainless steel plug 40 mm including painting of fittings and brackets, cutting and making good the walls wherever required — Kitchen sink with drain board 17.10.1.1 510x1040 mm bowl depth 250mm | 510x1040 mm bowl depth 178mm | Each | 6526.63
Sanitary Installations | 17.10.2.1 | Providing and fixing Stainless Steel AISI 304 (18/8) kitchen sink as per IS 13983 with C.I. brackets and stainless steel plug 40 mm including painting of fittings and brackets, cutting and making good the walls wherever required — Kitchen sink without drain board | 610x510 mm bowl depth 200 mm | Each | 5180.83
Sanitary Installations | 17.10.2.2 | Providing and fixing Stainless Steel AISI 304 (18/8) kitchen sink as per IS 13983 with C.I. brackets and stainless steel plug 40 mm including painting of fittings and brackets, cutting and making good the walls wherever required — Kitchen sink without drain board | 610x460 mm bowl depth 200 mm | Each | 4398.38
Sanitary Installations | 17.10.2.3 | Providing and fixing Stainless Steel AISI 304 (18/8) kitchen sink as per IS 13983 with C.I. brackets and stainless steel plug 40 mm including painting of fittings and brackets, cutting and making good the walls wherever required — Kitchen sink without drain board | 470x420 mm bowl depth 178 mm | Each | 3927.35
Sanitary Installations | 17.11.1 | Providing and fixing white vitreous china laboratory sink with C.I. brackets, C.P. brass chain with rubber plug 40mm C.P brass waste and 40mm C.P. brass trap with necessary C.P. brass unions complete including painting of fittings and brackets, cutting and making good the wall wherever required | Size 450x300x150mm | Each | 6133.96
Sanitary Installations | 17.11.2 | Providing and fixing white vitreous china laboratory sink with C.I. brackets, C.P. brass chain with rubber plug 40mm C.P brass waste and 40mm C.P. brass trap with necessary C.P. brass unions complete including painting of fittings and brackets, cutting and making good the wall wherever required | Size 600x450x200mm | Each | 7758.61
Sanitary Installations | 17.12.1 | Providing and fixing draining board with C.I. brackets including painting of brackets, cutting and making good the walls wherever required | White glazed fire clay draining board of size 600x450x 25 mm | Each | 1721.48
Sanitary Installations | 17.13.1 | Providing and fixing white vitreous china water closet squatting pan (Indian type) | Long pattern W.C. pan of size 580 mm | Each | 2451.21
Sanitary Installations | 17.13.2 | Providing and fixing white vitreous china water closet squatting pan (Indian type) | Orissa pattern W.C. pan of size 580x440 mm | Each | 3733
Sanitary Installations | 17.14.1 | Extra for using coloured W.C. pan instead of white W.C. pan | Orissa pattern W.C. pan 580x440 mm | Each | 617.42
Sanitary Installations | 17.15 | Providing and fixing white vitreous china pedestal type (European type/ wash down type) water closet pan |  | Each | 2873.73
Sanitary Installations | 17.16 | Extra for using coloured pedestal type W.C pan (European type) with low level cistern of same colour instead of white vitreous china W.C pan and cistern |  | Each | 172.57
Sanitary Installations | 17.16A | Providing and fixing 8 mm dia C.P. / S.S. Jet with flexible tube upto 1 metre long with S.S. triangular plate to Eureopean type W.C. of quality and make as approved by Engineer - in - charge |  | Each | 518.98
Sanitary Installations | 17.17.1 | Providing and fixing a pair of white vitreous china foot rests of standard pattern for squatting pan water closet | 250x130x30 mm | Each | 311.19
Sanitary Installations | 17.17.2 | Providing and fixing a pair of white vitreous china foot rests of standard pattern for squatting pan water closet | 250x125x25 mm | Each | 350.32
Sanitary Installations | 17.18.1 | Providing and fixing P.V.C. low level flushing cistern with manually controlled device (handle lever) conforming to IS: 7231, with all fittings and fixtures complete | 10 litre capacity-White | Each | 1380.38
Sanitary Installations | 17.18.2 | Providing and fixing P.V.C. low level flushing cistern with manually controlled device (handle lever) conforming to IS: 7231, with all fittings and fixtures complete | 10 litre capacity-coloured | Each | 1349.09
Sanitary Installations | 17.19.1 | Providing and fixing controlled flush, low level cistern made of vitreous china with all fittings complete | 10 litre (full flush) capacity-white | Each | 2727.88
Sanitary Installations | 17.19.2 | Providing and fixing controlled flush, low level cistern made of vitreous china with all fittings complete | 10 litre (full flush) capacity-coloured | Each | 2910.97
Sanitary Installations | 17.20.1 | Providing and fixing solid plastic seat with lid for pedestal type W.C. pan complete | White solid plastic seat with lid | Each | 849.06
Sanitary Installations | 17.20.2 | Providing and fixing solid plastic seat with lid for pedestal type W.C. pan complete | Black solid plastic seat with lid | Each | 729.56
Sanitary Installations | 17.20.3 | Providing and fixing solid plastic seat with lid for pedestal type W.C. pan complete | Coloured (other than black & white) solid plastic seat with lid | Each | 756.59
Sanitary Installations | 17.21 | Extra for providing coloured other than black solid P.V.C. plastic seat and cover in European type W.C. pan, instead of white plastic seat and cover |  | Each | 92.47
Sanitary Installations | 17.22 | Providing and fixing G.I. inlet connection for flush pipe connecting with W.C. pan |  | Each | 160.51
Sanitary Installations | 17.22A | Providing and fixing CP Brass 32mm size Bottle Trap of approved quality & make and as per the direction of Engineer-in-charge |  | Each | 1017.19
Sanitary Installations | 17.22B | Providing and fixing CP Brass Single lever telephonic wall mixer of quality & make as approved by Engineer in charge. (a) 15 mm nominal dia |  | Each | 7960.3
Sanitary Installations | 17.23 | Providing and fixing white vitreous china flat back or wall corner type lipped front urinal basin of 430x260x350mm and 340x410x265mm sizes respectively |  | Each | 1739.23
Sanitary Installations | 17.24 | Providing and fixing white vitreous china squatting plate urinal with integral rim longitudinal flush pipe |  | Each | 4684.02
Sanitary Installations | 17.25.1 | Providing and fixing white vitreous china wash basin including making all connections but excluding the cost of fittings | Flat back wash basin of size 630x450mm | Each | 1974.77
Sanitary Installations | 17.25.2 | Providing and fixing white vitreous china wash basin including making all connections but excluding the cost of fittings | Flat back wash basin of size 550x400mm | Each | 1045.78
Sanitary Installations | 17.25.3 | Providing and fixing white vitreous china wash basin including making all connections but excluding the cost of fittings | Angle back wash basin of size 600x480 mm | Each | 1594.92
Sanitary Installations | 17.25.4 | Providing and fixing white vitreous china wash basin including making all connections but excluding the cost of fittings | Angle back wash basin of size 400x400mm | Each | 1323.2
Sanitary Installations | 17.25.5 | Providing and fixing white vitreous china wash basin including making all connections but excluding the cost of fittings | Flat back wash basin of size 450x300 mm | Each | 1277.39
Sanitary Installations | 17.25.6 | Providing and fixing white vitreous china wash basin including making all connections but excluding the cost of fittings | Surgeon type wash basin of size 660x460mm | Each | 3053.12
Sanitary Installations | 17.26.1 | Providing and fixing kitchen sink including making all connections excluding cost of fittings | White glazed fire clay sink of size 600x450x250mm | Each | 3914.89
Sanitary Installations | 17.27.1 | Providing and fixing white vitreous china laboratory sink including making all connections excluding cost of fittings | Size 450x300x150 mm | Each | 3214.95
Sanitary Installations | 17.27.2 | Providing and fixing white vitreous china laboratory sink including making all connections excluding cost of fittings | Size 600x450x200 mm | Each | 4839.6
Sanitary Installations | 17.28.1.1 | Providing and fixing P.V.C. waste pipe for sink or wash basin including P.V.C. waste fittings complete — Semi rigid pipe | 32 mm dia | Each | 160.72
Sanitary Installations | 17.28.1.2 | Providing and fixing P.V.C. waste pipe for sink or wash basin including P.V.C. waste fittings complete — Semi rigid pipe | 40 mm dia | Each | 176.36
Sanitary Installations | 17.28.2.1 | Providing and fixing P.V.C. waste pipe for sink or wash basin including P.V.C. waste fittings complete — Flexible pipe | 32 mm dia | Each | 168.97
Sanitary Installations | 17.28.2.2 | Providing and fixing P.V.C. waste pipe for sink or wash basin including P.V.C. waste fittings complete — Flexible pipe | 40 mm dia | Each | 194
Sanitary Installations | 17.29 | Providing and fixing 100 mm sand cast Iron grating for gully trap |  | Each | 76.03
Sanitary Installations | 17.30 | Providing and fixing in position 25mm diameter mosquito proof coupling of approved municipal design |  | Each | 65.45
Sanitary Installations | 17.31 | Providing and fixing 600x450 mm bevelled edge mirror of superior glass (of approved quality) complete with 6 mm thick hard board ground fixed to wooden cleats with C.P. brass screws and washers complete |  | Each | 1989.99
Sanitary Installations | 17.32.1 | Providing and fixing mirror of superior glass (of approved quality) and of required shape and size with plastic moulded frame of approved make and shade with 6 mm thick hard board backing | Circular shape 450mm dia | Each | 1646.12
Sanitary Installations | 17.32.2 | Providing and fixing mirror of superior glass (of approved quality) and of required shape and size with plastic moulded frame of approved make and shade with 6 mm thick hard board backing | Rectangular shape 453x357mm | Each | 1383.42
Sanitary Installations | 17.32.3 | Providing and fixing mirror of superior glass (of approved quality) and of required shape and size with plastic moulded frame of approved make and shade with 6 mm thick hard board backing | Oval shape 450x350mm (outer dimensions) | Each | 1460.18
Sanitary Installations | 17.32.4 | Providing and fixing mirror of superior glass (of approved quality) and of required shape and size with plastic moulded frame of approved make and shade with 6 mm thick hard board backing | Rectangular shape 1500x450 mm | Each | 2427.41
Sanitary Installations | 17.33 | Providing and fixing 600x120x5mm glass shelf with edges round of supported on anodised aluminium angle frame with C.P. brass brackets and guard rail complete fixed with 40 mm long screws, rawl plugs etc., complete |  | Each | 1049.18
Sanitary Installations | 17.34.1 | Providing and fixing toilet paper holder | C.P. brass | Each | 1282.47
Sanitary Installations | 17.34.2 | Providing and fixing toilet paper holder | Vitreous china | Each | 867.11
Sanitary Installations | 17.35.1.1 | Sand cast iron S&S pipe as per IS: 1729 |  | Metre | 1353.24
Sanitary Installations | 17.35.1.2 | Centrifugally cast (spun) iron socket & spigot (S&S) pipe as per IS: 3989 |  | Metre | 1463.3
Sanitary Installations | 17.35.2.1 | 75 mm diameter | Sand cast iron S&S pipe as per IS: 1729 | Metre | 1198.93
Sanitary Installations | 17.35.2.2 | 75 mm diameter | Centrifugally cast (spun) iron socketed pipe as per IS: 3989 | Metre | 1134.59
Sanitary Installations | 17.35.2.3 | 75 mm diameter | Hubless centrifugally cast (spun) iron pipes epoxy coated inside & outside IS:15905 | Metre | 1011.83
Sanitary Installations | 17.36.1 | Providing and filling the joints with spun yarn, cement slurry and cement mortar 1:2 (1 cement: 2 fine sand) in S.C.I./ C.I. Pipes | 75 mm dia pipe | Each | 181.38
Sanitary Installations | 17.36.2 | Providing and filling the joints with spun yarn, cement slurry and cement mortar 1:2 (1 cement: 2 fine sand) in S.C.I./ C.I. Pipes | 100 mm dia pipe | Each | 182.53
Sanitary Installations | 17.37.1 | Providing and fixing M.S. holder-bat clamps of approved design to Sand Cast iron/cast iron (spun) pipe embedded in and including cement concrete blocks 10x10x10 cm of 1:2:4 mix (1 cement: 2 coarse sand: 4 graded stone aggregate 20 mm nominal size), including cost of cutting holes and making good the walls etc | For 100 mm dia. Pipe | Each | 360.95
Sanitary Installations | 17.37.2 | Providing and fixing M.S. holder-bat clamps of approved design to Sand Cast iron/cast iron (spun) pipe embedded in and including cement concrete blocks 10x10x10 cm of 1:2:4 mix (1 cement: 2 coarse sand: 4 graded stone aggregate 20 mm nominal size), including cost of cutting holes and making good the walls etc | For 75 mm dia. Pipe | Each | 359.52
Sanitary Installations | 17.38.1.1 | Providing and fixing bend of required degree with access door, insertion rubber washer 3 mm thick, bolts and nuts complete — 100 mm dia | Sand cast iron S&S as per IS - 1729 | Each | 742.87
Sanitary Installations | 17.38.1.2 | Providing and fixing bend of required degree with access door, insertion rubber washer 3 mm thick, bolts and nuts complete — 100 mm dia | Sand cast iron S&S as per IS - 3989 | Each | 676.01
Sanitary Installations | 17.38.1.3 | Providing and fixing bend of required degree with access door, insertion rubber washer 3 mm thick, bolts and nuts complete — 100 mm dia | Hubless centrifugally cast (spun) iron epoxy coated inside & outside as per IS:15905 | Each | 666.76
Sanitary Installations | 17.38.2.1 | Providing and fixing bend of required degree with access door, insertion rubber washer 3 mm thick, bolts and nuts complete — 75 mm dia | Sand cast iron S&S as per IS - 1729 | Each | 579.97
Sanitary Installations | 17.38.2.2 | Providing and fixing bend of required degree with access door, insertion rubber washer 3 mm thick, bolts and nuts complete — 75 mm dia | Sand cast iron S&S as per IS- 3989 | Each | 511.68
Sanitary Installations | 17.38.2.3 | Providing and fixing bend of required degree with access door, insertion rubber washer 3 mm thick, bolts and nuts complete — 75 mm dia | Hubless centrifugally cast (spun) iron epoxy coated inside & outside as per IS:15905 | Each | 530.18
Sanitary Installations | 17.39.1.1 | Providing and fixing plain bend of required degree — 100 mm dia | Sand cast iron S&S as per IS - 1732 | Each | 616.26
Sanitary Installations | 17.39.1.2 | Providing and fixing plain bend of required degree — 100 mm dia | Sand cast iron S&S as per IS: 3989 | Each | 488.22
Sanitary Installations | 17.39.1.3 | Providing and fixing plain bend of required degree — 100 mm dia | Hubless centrifugally cast (spun) iron pipes epoxy coated inside & outside IS:15905 | Each | 412.82
Sanitary Installations | 17.39.2.1 | Providing and fixing plain bend of required degree — 75 mm dia | Sand cast iron S&S as per IS -1729 | Each | 486.08
Sanitary Installations | 17.39.2.2 | Providing and fixing plain bend of required degree — 75 mm dia | Sand cast iron S&S as per IS - 3989 | Each | 332.43
Sanitary Installations | 17.39.2.3 | Providing and fixing plain bend of required degree — 75 mm dia | Hubless centrifugally cast (spun) iron pipes epoxy coated inside & outside IS:15905 | Each | 292.6
Sanitary Installations | 17.40.1.1 | Providing and fixing heel rest sanitary bend — 100 mm dia | Sand cast iron S&S as per IS - 1729 | Each | 730.07
Sanitary Installations | 17.40.1.2 | Providing and fixing heel rest sanitary bend — 100 mm dia | Sand cast iron S&S as per IS - 3989 | Each | 662.35
Sanitary Installations | 17.40.2.1 | Providing and fixing heel rest sanitary bend — 75 mm dia | Sand cast iron S&S as per IS - 1729 | Each | 575.7
Sanitary Installations | 17.40.2.2 | Providing and fixing heel rest sanitary bend — 75 mm dia | Sand cast iron S&S as per IS - 3989 | Each | 449.09
Sanitary Installations | 17.41.1.1 | Providing and fixing double equal junction of required degree with access door, insertion rubber washer 3 mm thick, bolts and nuts complete — 100x100x100x100mm | Sand cast iron S&S as per IS - 1729 | Each | 1837.79
Sanitary Installations | 17.41.1.2 | Providing and fixing double equal junction of required degree with access door, insertion rubber washer 3 mm thick, bolts and nuts complete — 100x100x100x100mm | Sand cast iron S&S as per IS - 3989 | Each | 1009.82
Sanitary Installations | 17.41.2.1 | Providing and fixing double equal junction of required degree with access door, insertion rubber washer 3 mm thick, bolts and nuts complete — 75x75x75x75 mm | Sand cast iron S&S as per IS - 1729 | Each | 1477.65
Sanitary Installations | 17.41.2.2 | Providing and fixing double equal junction of required degree with access door, insertion rubber washer 3 mm thick, bolts and nuts complete — 75x75x75x75 mm | Sand cast iron S&S as per IS - 3989 | Each | 801.9
Sanitary Installations | 17.42.1.1 | Providing and fixing double equal plain junction of required degree — 100x100x100x100 mm | Sand cast iron S&S as per IS - 1729 | Each | 1190.29
Sanitary Installations | 17.42.1.2 | Providing and fixing double equal plain junction of required degree — 100x100x100x100 mm | Sand cast iron S&S as per IS - 3989 | Each | 967.65
Sanitary Installations | 17.42.1.3 | Providing and fixing double equal plain junction of required degree — 100x100x100x100 mm | Hubless centrifugally cast (spun) iron pipes epoxy coated inside & outside IS:15905 | Each | 850.99
Sanitary Installations | 17.42.2.1 | Providing and fixing double equal plain junction of required degree — 75x75x75x75 mm | Sand cast iron S&S as per IS - 1729 | Each | 858.81
Sanitary Installations | 17.42.2.2 | Providing and fixing double equal plain junction of required degree — 75x75x75x75 mm | Sand cast iron S&S as per IS - 3989 | Each | 725.08
Sanitary Installations | 17.42.2.3 | Providing and fixing double equal plain junction of required degree — 75x75x75x75 mm | Hubless centrifugally cast (spun) iron pipes epoxy coated inside & outside IS:15905 | Each | 472.56
Sanitary Installations | 17.43.1.1 | Providing and fixing single equal plain junction of required degree with access door, insertion rubber washer 3 mm thick, bolts and nuts complete — 100x100x100 mm | Sand cast iron S&S as per IS - 1729 | Each | 1001.79
Sanitary Installations | 17.43.1.2 | Providing and fixing single equal plain junction of required degree with access door, insertion rubber washer 3 mm thick, bolts and nuts complete — 100x100x100 mm | Sand cast iron S&S as per IS - 3989 | Each | 821.12
Sanitary Installations | 17.43.2.1 | Providing and fixing single equal plain junction of required degree with access door, insertion rubber washer 3 mm thick, bolts and nuts complete — 75x75x75 mm | Sand cast iron S&S as per IS - 1729 | Each | 1186.01
Sanitary Installations | 17.44.1.1 | Providing and fixing single equal plain junction of required degree — 100x100x100 mm | Sand cast iron S&S as per IS - 1729 | Each | 1198.12
Sanitary Installations | 17.44.1.2 | Providing and fixing single equal plain junction of required degree — 100x100x100 mm | Sand cast iron S&S as per IS - 3989 | Each | 778.44
Sanitary Installations | 17.44.1.3 | Providing and fixing single equal plain junction of required degree — 100x100x100 mm | Hubless centrifugally cast (spun) iron epoxy coated inside & outside as per IS:15905 | Each | 678.85
Sanitary Installations | 17.44.2.1 | Providing and fixing single equal plain junction of required degree — 75x75x75 mm | Sand cast iron S&S as per IS - 1729 | Each | 669.6
Sanitary Installations | 17.44.2.2 | Providing and fixing single equal plain junction of required degree — 75x75x75 mm | Sand cast iron S&S as per IS - 3989 | Each | 550.09
Sanitary Installations | 17.44.2.3 | Providing and fixing single equal plain junction of required degree — 75x75x75 mm | Hubless centrifugally cast (spun) iron epoxy coated inside & outside as per IS:15905 | Each | 378.67
Sanitary Installations | 17.45.1.1 | Providing and fixing double unequal junction of required degree with access door, insertion rubber washer 3 mm thick, bolts and nuts complete — 100x100x75x75 mm | Sand cast iron S&S as per IS - 1729 | Each | 1496.87
Sanitary Installations | 17.45.1.2 | Providing and fixing double unequal junction of required degree with access door, insertion rubber washer 3 mm thick, bolts and nuts complete — 100x100x75x75 mm | Sand cast iron S&S as per IS - 3989 | Each | 1888.09
Sanitary Installations | 17.46.1.1 | Providing and fixing double unequal plain junction of required degree — 100x100x75x75 mm | Sand cast iron S&S as per IS - 1729 | Each | 1250.75
Sanitary Installations | 17.46.1.2 | Providing and fixing double unequal plain junction of required degree — 100x100x75x75 mm | Sand cast iron S&S as per IS - 3989 | Each | 1213.77
Sanitary Installations | 17.46.1.3 | Providing and fixing double unequal plain junction of required degree — 100x100x75x75 mm | Hubless centrifugally cast (spun) iron epoxy coated inside & outside as per IS:15905 | Each | 678.85
Sanitary Installations | 17.47.1.1 | Providing and fixing single unequal junction of required degree with access door, insertion rubber washer 3 mm thick, bolts and nuts complete — 100x100x75 mm | Sand cast iron S&S as per IS - 1732 | Each | 1208.07
Sanitary Installations | 17.47.1.2 | Providing and fixing single unequal junction of required degree with access door, insertion rubber washer 3 mm thick, bolts and nuts complete — 100x100x75 mm | Sand cast iron S&S as per IS - 3989 | Each | 1038.78
Sanitary Installations | 17.48.1.1 | Providing and fixing single unequal plain junction of required degree — 100x100x75 mm | Sand cast iron S&S as per IS - 1729 | Each | 1016.02
Sanitary Installations | 17.48.1.2 | Providing and fixing single unequal plain junction of required degree — 100x100x75 mm | Sand cast iron S&S as per IS - 3989 | Each | 923.55
Sanitary Installations | 17.48.1.3 | Providing and fixing single unequal plain junction of required degree — 100x100x75 mm | Hubless centrifugally cast (spun) iron epoxy coated inside & outside as per IS:15905 | Each | 639.73
Sanitary Installations | 17.49.1.1 | Providing and fixing double equal plain invert branch of required degree — 100x100x100x100mm | Sand cast iron S&S as per IS - 1729 | Each | 984.72
Sanitary Installations | 17.49.1.2 | Providing and fixing double equal plain invert branch of required degree — 100x100x100x100mm | Sand cast iron S&S as per IS 3989 | Each | 836.77
Sanitary Installations | 17.49.1.3 | Providing and fixing double equal plain invert branch of required degree — 100x100x100x100mm | Hubless centrifugally cast (spun) iron epoxy coated inside & outside as per IS:15905 | Each | 1030.96
Sanitary Installations | 17.49.2.1 | Providing and fixing double equal plain invert branch of required degree — 75x75x75x75 mm | Sand cast iron S&S as per IS - 1729 | Each | 762.07
Sanitary Installations | 17.49.2.2 | Providing and fixing double equal plain invert branch of required degree — 75x75x75x75 mm | Sand cast iron S&S as per IS - 3989 | Each | 695.2
Sanitary Installations | 17.50.1.1 | Providing and fixing single equal plain invert branch of required degree — 100x100x100 mm | Sand cast iron S&S as per iron 1729 | Each | 789.82
Sanitary Installations | 17.50.1.2 | Providing and fixing single equal plain invert branch of required degree — 100x100x100 mm | Sand cast iron S&S as per IS - 3989 | Each | 677.43
Sanitary Installations | 17.50.1.3 | Providing and fixing single equal plain invert branch of required degree — 100x100x100 mm | Hubless centrifugally cast (spun) iron epoxy coated inside & outside as per IS:15905 | Each | 663.2
Sanitary Installations | 17.50.2.1 | Providing and fixing single equal plain invert branch of required degree — 75x75x75 mm | Sand cast iron S&S as per IS - 1729 | Each | 666.75
Sanitary Installations | 17.50.2.2 | Providing and fixing single equal plain invert branch of required degree — 75x75x75 mm | Sand cast iron S&S as per IS - 3989 | Each | 521.64
Sanitary Installations | 17.50.2.3 | Providing and fixing single equal plain invert branch of required degree — 75x75x75 mm | Hubless centrifugally cast (spun) iron epoxy coated inside & outside as per IS:15905 | Each | 449.09
Sanitary Installations | 17.51.1.1 | Providing and fixing double unequal invert branch of required degree — 100x100x75x75 mm | Sand cast iron S&S as per IS - 1729 | Each | 1068.66
Sanitary Installations | 17.51.1.2 | Providing and fixing double unequal invert branch of required degree — 100x100x75x75 mm | Sand cast iron S&S as per IS - 3989 | Each | 1112.76
Sanitary Installations | 17.52.1.1 | Providing and fixing single unequal plain invert branch of required degree — 100x100x75 mm | Sand cast iron S&S as per IS - 1729 | Each | 899.36
Sanitary Installations | 17.52.1.2 | Providing and fixing single unequal plain invert branch of required degree — 100x100x75 mm | Sand cast iron S&S as per IS - 3989 | Each | 850.99
Sanitary Installations | 17.52.1.3 | Providing and fixing single unequal plain invert branch of required degree — 100x100x75 mm | Hubless centrifugally cast (spun) iron epoxy coated inside & outside as per IS:15905 | Each | 725.8
Sanitary Installations | 17.55.1.1 | Providing and fixing door piece, insertion rubber washer 3mm thick, bolts & nuts complete — 100mm | Sand cast iron S&S as per IS - 1729 | Each | 917.86
Sanitary Installations | 17.55.1.2 | Providing and fixing door piece, insertion rubber washer 3mm thick, bolts & nuts complete — 100mm | Sand cast iron S&S as per IS - 3989 | Each | 912.17
Sanitary Installations | 17.55.2.1 | Providing and fixing door piece, insertion rubber washer 3mm thick, bolts & nuts complete — 75 mm | Sand cast iron S&S as per IS - 1729 | Each | 560.05
Sanitary Installations | 17.55.2.2 | Providing and fixing door piece, insertion rubber washer 3mm thick, bolts & nuts complete — 75 mm | Sand cast iron S&S as per IS - 3989 | Each | 673.86
Sanitary Installations | 17.56.1.1 | Providing and fixing terminal guard — 100 mm | Sand cast iron S&S as per IS - 1729 | Each | 481.11
Sanitary Installations | 17.56.1.2 | Providing and fixing terminal guard — 100 mm | Sand cast iron S&S as per IS - 3989 | Each | 650.4
Sanitary Installations | 17.56.1.3 | Providing and fixing terminal guard — 100 mm | Hubless centrifugally cast (spun) iron epoxy coated inside & outside as per IS:15905 | Each | 590.65
Sanitary Installations | 17.56.2.1 | Providing and fixing terminal guard — 75 mm | Sand cast iron S&S as per IS - 1729 | Each | 592.77
Sanitary Installations | 17.56.2.2 | Providing and fixing terminal guard — 75 mm | Sand cast iron S&S as per IS - 3989 | Each | 460.47
Sanitary Installations | 17.57.1.1 | Providing and fixing collar — 100 mm | Sand cast iron S&S as per IS - 1729 | Each | 510.98
Sanitary Installations | 17.57.1.2 | Providing and fixing collar — 100 mm | Sand cast iron S&S as per IS - 3989 | Each | 650.4
Sanitary Installations | 17.57.2.1 | Providing and fixing collar — 75 mm | Sand cast iron S&S as per IS - 1729 | Each | 348.08
Sanitary Installations | 17.57.2.2 | Providing and fixing collar — 75 mm | Sand cast iron S&S as per IS - 3989 | Each | 400.72
Sanitary Installations | 17.57A.1.1 | Providing and fixing shielded coupling for Hubless centrifugally cast iron pipe — 100 mm dia | SS 304 grade coupling with EPDM rubber gasket | Each | 483.24
Sanitary Installations | 17.57A.2.1 | Providing and fixing shielded coupling for Hubless centrifugally cast iron pipe — 75 mm dia | SS 304 grade coupling with EPDM rubber gasket | Each | 682.4
Sanitary Installations | 17.58.1 | Providing lead caulked joints to sand cast iron/centrifugally cast (spun) iron pipes and fittings of diameter | 100mm | Each | 654.74
Sanitary Installations | 17.58.2 | Providing lead caulked joints to sand cast iron/centrifugally cast (spun) iron pipes and fittings of diameter | 75 mm | Each | 557.45
Sanitary Installations | 17.58.3 | Providing lead caulked joints to sand cast iron/centrifugally cast (spun) iron pipes and fittings of diameter | 50 mm | Each | 454.04
Sanitary Installations | 17.59.1 | Providing and fixing M.S. stays and clamps for sand cast iron/centrifugally cast (spun) iron pipes of diameter | 100 mm | Each | 172.4
Sanitary Installations | 17.59.2 | Providing and fixing M.S. stays and clamps for sand cast iron/centrifugally cast (spun) iron pipes of diameter | 75 mm | Each | 127.57
Sanitary Installations | 17.59.3 | Providing and fixing M.S. stays and clamps for sand cast iron/centrifugally cast (spun) iron pipes of diameter | 50 mm | Each | 96.88
Sanitary Installations | 17.60.1.1 | Providing and fixing trap of self cleansing design with screwed down or hinged grating with or without vent arm complete, including cost of cutting and making good the walls and floors — 100 mm inlet and 100 mm outlet | Sand cast iron S&S as per IS: 3989 | Each | 1826.22
Sanitary Installations | 17.60.1.2 | Providing and fixing trap of self cleansing design with screwed down or hinged grating with or without vent arm complete, including cost of cutting and making good the walls and floors — 100 mm inlet and 100 mm outlet | Sand Cast Iron S&S as per IS: 1729 | Each | 1638.43
Sanitary Installations | 17.60.1.3 | Providing and fixing trap of self cleansing design with screwed down or hinged grating with or without vent arm complete, including cost of cutting and making good the walls and floors — 100 mm inlet and 100 mm outlet | Hubless centrifugally cast (spun) iron epoxy coated inside & outside as per IS:15905 | Each | 897.94
Sanitary Installations | 17.60.2.1 | Providing and fixing trap of self cleansing design with screwed down or hinged grating with or without vent arm complete, including cost of cutting and making good the walls and floors — 100 mm inlet and 75 mm outlet | Sand cast iron S&S as per IS - 3989 | Each | 1904.47
Sanitary Installations | 17.60.2.2 | Providing and fixing trap of self cleansing design with screwed down or hinged grating with or without vent arm complete, including cost of cutting and making good the walls and floors — 100 mm inlet and 75 mm outlet | Sand Cast Iron S&S as per IS- 1729 | Each | 1503.28
Sanitary Installations | 17.60.2.3 | Providing and fixing trap of self cleansing design with screwed down or hinged grating with or without vent arm complete, including cost of cutting and making good the walls and floors — 100 mm inlet and 75 mm outlet | Hubless centrifugally cast (spun) iron epoxy coated inside & outside as per IS:15905 | Each | 655.38
Sanitary Installations | 17.61.1 | Cutting chases in brick masonry walls for following diameter sand cast iron/ centrifugally cast (spun) iron pipes and making good the same with cement concrete 1:3:6 (1 cement: 3 coarse sand:6 graded stone aggregate 12.5 mm nominal size) including necessary plaster and pointing in cement mortar 1:4(1 cement: 4 coarse sand) | 100 mm dia | Metre | 680.46
Sanitary Installations | 17.61.2 | Cutting chases in brick masonry walls for following diameter sand cast iron/ centrifugally cast (spun) iron pipes and making good the same with cement concrete 1:3:6 (1 cement: 3 coarse sand:6 graded stone aggregate 12.5 mm nominal size) including necessary plaster and pointing in cement mortar 1:4(1 cement: 4 coarse sand) | 75 mm dia | Metre | 488.6
Sanitary Installations | 17.61.3 | Cutting chases in brick masonry walls for following diameter sand cast iron/ centrifugally cast (spun) iron pipes and making good the same with cement concrete 1:3:6 (1 cement: 3 coarse sand:6 graded stone aggregate 12.5 mm nominal size) including necessary plaster and pointing in cement mortar 1:4(1 cement: 4 coarse sand) | 50 mm dia | Metre | 317.4
Sanitary Installations | 17.62 | Painting C.I. cistern with bitumastic or any other anti-corrosive paint inside and white paint over a coat of zinc chromate yellow primer (of approved quality) on the outside surface of the cistern, flush pipe, other fittings, etc. complete for new work |  | Each | 980.9
Sanitary Installations | 17.63 | Re-painting C.I. cistern with bitumastic or any other anti-corrosive paint inside and white paint on the outside surface of the cistern, flush pipe, other fittings, etc. complete including polishing of wooden seat and lid and cleaning of W.C. pan with acid wherever necessary |  | Each | 669.96
Sanitary Installations | 17.64 | Repainting C.I. cistern with synthetic enamel paint of approved colour brand and manufacture on the outside surface of cistern flush pipe, other fittings etc. complete |  | Each | 290.12
Sanitary Installations | 17.65.1 | Painting sand cast iron/ centrifugally cast (spun) iron soil, waste vent pipes and fittings with two coats of synthetic enamel paint of any colour such as chocolate grey, or buff etc. over a coat of primer (of approved quality) for new work | 100 mm diameter pipe | Metre | 87.48
Sanitary Installations | 17.65.2 | Painting sand cast iron/ centrifugally cast (spun) iron soil, waste vent pipes and fittings with two coats of synthetic enamel paint of any colour such as chocolate grey, or buff etc. over a coat of primer (of approved quality) for new work | 75 mm diameter pipe | Metre | 66.65
Sanitary Installations | 17.66.1 | Repainting sand cast iron/ centrifugally cast iron (spun) iron, soil, waste, vent pipes and fittings with paint of any colour such as chocolate, grey or buff etc | 100 mm diameter pipe | Metre | 42.75
Sanitary Installations | 17.66.2 | Repainting sand cast iron/ centrifugally cast iron (spun) iron, soil, waste, vent pipes and fittings with paint of any colour such as chocolate, grey or buff etc | 75 mm diameter pipe | Metre | 31.99
Sanitary Installations | 17.67 | Repainting bath tub of size 1700x730x430mm with enamel paint |  | Each | 717.14
Sanitary Installations | 17.68.1 | Providing and fixing vitreous china dual purpose closet suitable for use as squatting pan or European type water closet (Anglo Indian W.C pan) with seat & lid fixed with C.P. brass hinges and rubber buffers, 10 litre low level flushing cistern with fitting and brackets, 40 mm flush bend, 20 mm over flow pipe, with specials of standard make and mosquito proof coupling of approved municipal design complete, including painting of fittings and brackets, cutting and making good the walls and floors wherever required | White vitreous china dual purpose WC pan with white solid plastic seat and lid with white vitreous china flushing cistern and C.P. flush bend | Each | 14301.7
Sanitary Installations | 17.69.1 | Providing and fixing PTMT Waste Coupling for washbasin and sink, of approved quality and colour | Waste coupling 3.1 mm of 79mm length and 62mm breadth weighing not less than 45gms | Each | 147.06
Sanitary Installations | 17.96.2 | Waste coupling 38mm of 83mm length and 77mm breadth, weighing not less than 60gms |  | Each | 220.18
Sanitary Installations | 17.70.1 | Providing and fixing PTMT Bottle Trap for Wash basin and sink | Bottle trap 31mm single piece moulded with height of 270 mm, effective length of tail pipe 260 mm from the centre of the waste coupling, 77 mm breadth with 25 mm minimum water seal, weighing not less than 260 gms | Each | 477.68
Sanitary Installations | 17.70.2 | Providing and fixing PTMT Bottle Trap for Wash basin and sink | Bottle trap 38mm single piece moulded with height of 270mm, effective length of tail pipe 260mm from the centre of the waste coupling 77mm breadth with 25mm minimum water seal, weighing not less than 263gms | Each | 591.49
Sanitary Installations | 17.71 | Providing and fixing PTMT liquid soap container 109mm wide, 125mm high and 112mm distance from wall of standard shape with bracket of the same materials with snap fittings of approved quality and colours weighing not less than 105 gms |  | Each | 336.3
Sanitary Installations | 17.72 | Providing and fixing PTMT towel ring trapezoidal shape 215 mm long, 200 mm wide with minimum distances of 37 mm from wall face with concealed fittings arrangement of approved quality and colour, weighing not less than 88 gms |  | Each | 290.6
Sanitary Installations | 17.73.1 | Providing and fixing PTMT towel rail complete with brackets fixed to wooden cleats with CP brass screws with concealed fittings arrangement of approved quality and colour | 450 mm long towel rail with total length of 495 mm, 78 mm wide and effective height of 88 mm, weighing not less than 170 gms | Each | 887.28
Sanitary Installations | 17.73.2 | Providing and fixing PTMT towel rail complete with brackets fixed to wooden cleats with CP brass screws with concealed fittings arrangement of approved quality and colour | 600mm long towel rail with total length of 645mm, width 78mm and effective height of 88mm, weighing not less than 190gms | Each | 951.67
Sanitary Installations | 17.74 | Providing and fixing PTMT shelf 440 mm long, 124 mm widthand 36 mm height of approved quality and colour, weighing not less than 300gms |  | Each | 1009.34
Sanitary Installations | 17.75 | Providing and fixing PTMT 15 mm Urinal spreader size 95x69x100 mm with 1/2" BSP thread and shapes, weighing not less than 60 gms |  | Each | 139.12
Sanitary Installations | 17.76.1 | Providing and fixing PTMT urinal cock of approved quality and colour | 15 mm nominal bore, 80 mm long, 42 mm high and 30mm wide with BSP female threads weighing not less than 48 gms | Each | 211.5
Sanitary Installations | 17.77.1 | Providing and fixing M.S. holder bat clamp of approved design to sand cast iron/cast iron (spun) pipes comprising of M.S. flat brackets made of 50x5 mm flat of specified shape, projecting 75 mm outside the wall surface and fixed on wall with 4nos, 6mm dia expansion hold fasteners, including drilling necessary holes in brick wall/ CC/ RCC surface and the cost of bolts etc. The pipes shall be fixed to the already fixed brackets with the help of 30 mm x1.6 mm galvanised M.S. flats of specified shape and of total length 420 mm and shall be fixed with M.S. nuts, bolts, & washers of size 25x6 mm, one bolts on each side of the pipe | Total bracket length 580 mm of approved shape and design (for single 100 mmdia pipe) | Each | 206.72
Sanitary Installations | 17.77.2 | Providing and fixing M.S. holder bat clamp of approved design to sand cast iron/cast iron (spun) pipes comprising of M.S. flat brackets made of 50x5 mm flat of specified shape, projecting 75 mm outside the wall surface and fixed on wall with 4nos, 6mm dia expansion hold fasteners, including drilling necessary holes in brick wall/ CC/ RCC surface and the cost of bolts etc. The pipes shall be fixed to the already fixed brackets with the help of 30 mm x1.6 mm galvanised M.S. flats of specified shape and of total length 420 mm and shall be fixed with M.S. nuts, bolts, & washers of size 25x6 mm, one bolts on each side of the pipe | Total bracket length 810mm of approved shape and design (for two 100 mm dia pipes) | Each | 431.15
Sanitary Installations | 17.77.3 | Providing and fixing M.S. holder bat clamp of approved design to sand cast iron/cast iron (spun) pipes comprising of M.S. flat brackets made of 50x5 mm flat of specified shape, projecting 75 mm outside the wall surface and fixed on wall with 4nos, 6mm dia expansion hold fasteners, including drilling necessary holes in brick wall/ CC/ RCC surface and the cost of bolts etc. The pipes shall be fixed to the already fixed brackets with the help of 30 mm x1.6 mm galvanised M.S. flats of specified shape and of total length 420 mm and shall be fixed with M.S. nuts, bolts, & washers of size 25x6 mm, one bolts on each side of the pipe | Total bracket length 1040 mm of approved shape and design (for three 100mm dia pipes) | Each | 520.14
Sanitary Installations | 17.78 | Providing and fixing white vitreous china extended wall mounting water closet of size 780x370x690 mm of approved shape including providing & fixing white vitreous china cistern with dual flush fitting, of flushing capacity 3 litre/ 6 litre (adjustable to 4 litre/ 8 litres), including seat cover, and cistern fittings,nuts, bolts and gasket etc complete |  | Each | 17199.49
Sanitary Installations | 17.79 | Providing & fixing white vitreous china water less urinal of size 600 x 330 x 315mm having antibacterial /germs free ceramic surface, fixed with cartridge having debris catcher and hygiene seal |  | Each | 20110.28
Sanitary Installations | 17.80 | Providing and fixing white vitreous china battery based infrared sensor operated urinal of approx. size 610 x 390 x 370 mm having pre & post flushing with water (250 ml & 500 ml consumption), having water inlet from back side, including fixing to wall with suitable brackets all as per manufacturers specification and direction of Engineer-in-charge |  | Each | 1839.48
Sanitary Installations | 17.81 | Providing and fixing floor mounted, white vitreous china single piece, double traps syphonic water closet of approved brand/make, shape, size and pattern including integrated white vitreous china cistern of capacity 10 litres with dual flushing system, including all fittings and fixtures with seat cover, cistern fittings, nuts, bolts and gasket etc including making connection with the existing P/S trap, complete in all respect as per directions of Engineer-in-Charge |  | Each | 22944.17
Water Supply | 18.1.1 | Providing and fixing Polyethelene-Aluminium-Polyethelene (PE-AL-PE) Composite Pressure Pipes conforming to IS - 15450 U.V. stabilised with carbon black having thermal stability for hot & cold water supply, capable to withstand temperature up to 80° C including all special fittings of composite material (engineering plastic blend and brass inserts wherever required) e.g. elbows,tees,reducers, couplers & connectors etc. with clamps at 1.00 metre spacing. This includes testing of joints complete as per direction of the Engineer in charge. Internal work - Exposed on wal | 1216 (16 mm OD) pipe | Metre | 338
Water Supply | 18.1.2 | Providing and fixing Polyethelene-Aluminium-Polyethelene (PE-AL-PE) Composite Pressure Pipes conforming to IS - 15450 U.V. stabilised with carbon black having thermal stability for hot & cold water supply, capable to withstand temperature up to 80° C including all special fittings of composite material (engineering plastic blend and brass inserts wherever required) e.g. elbows,tees,reducers, couplers & connectors etc. with clamps at 1.00 metre spacing. This includes testing of joints complete as per direction of the Engineer in charge. Internal work - Exposed on wal | 1620 (20 mm OD) pipe | Metre | 431.04
Water Supply | 18.1.3 | Providing and fixing Polyethelene-Aluminium-Polyethelene (PE-AL-PE) Composite Pressure Pipes conforming to IS - 15450 U.V. stabilised with carbon black having thermal stability for hot & cold water supply, capable to withstand temperature up to 80° C including all special fittings of composite material (engineering plastic blend and brass inserts wherever required) e.g. elbows,tees,reducers, couplers & connectors etc. with clamps at 1.00 metre spacing. This includes testing of joints complete as per direction of the Engineer in charge. Internal work - Exposed on wal | 2025 (25 mm OD) pipe | Metre | 579.85
Water Supply | 18.1.4 | Providing and fixing Polyethelene-Aluminium-Polyethelene (PE-AL-PE) Composite Pressure Pipes conforming to IS - 15450 U.V. stabilised with carbon black having thermal stability for hot & cold water supply, capable to withstand temperature up to 80° C including all special fittings of composite material (engineering plastic blend and brass inserts wherever required) e.g. elbows,tees,reducers, couplers & connectors etc. with clamps at 1.00 metre spacing. This includes testing of joints complete as per direction of the Engineer in charge. Internal work - Exposed on wal | 2532 (32 mm OD) pipe | Metre | 711.07
Water Supply | 18.1.5 | Providing and fixing Polyethelene-Aluminium-Polyethelene (PE-AL-PE) Composite Pressure Pipes conforming to IS - 15450 U.V. stabilised with carbon black having thermal stability for hot & cold water supply, capable to withstand temperature up to 80° C including all special fittings of composite material (engineering plastic blend and brass inserts wherever required) e.g. elbows,tees,reducers, couplers & connectors etc. with clamps at 1.00 metre spacing. This includes testing of joints complete as per direction of the Engineer in charge. Internal work - Exposed on wal | 3240 (40 mm OD) pipe | Metre | 1038.28
Water Supply | 18.1.6 | Providing and fixing Polyethelene-Aluminium-Polyethelene (PE-AL-PE) Composite Pressure Pipes conforming to IS - 15450 U.V. stabilised with carbon black having thermal stability for hot & cold water supply, capable to withstand temperature up to 80° C including all special fittings of composite material (engineering plastic blend and brass inserts wherever required) e.g. elbows,tees,reducers, couplers & connectors etc. with clamps at 1.00 metre spacing. This includes testing of joints complete as per direction of the Engineer in charge. Internal work - Exposed on wal | 4050 (50 mm OD) pipe | Metre | 1245.42
Water Supply | 18.2.1 | Providing and fixing Polyethelene-Aluminium-Polyethelene (PE-AL-PE) Composite Pressure Pipes conforming to IS - 15450 U.V. stabilised with carbon black having thermal stability for hot & cold water supply, capable to withstand temperature up to 80°C including all special fittings of composite material (engineering plastic blend and brass inserts wherever required) e.g. elbows, tees, reducers, couplers & connectors etc. with clamps at 1.00 metre spacing. This includes the costs of cutting chases and including testing of joints complete as per direction of the engineer in charge. Concealed work including cutting chases and making good the wall etc | 1216 (16 mm OD) pipe | Metre | 642.5
Water Supply | 18.2.2 | Providing and fixing Polyethelene-Aluminium-Polyethelene (PE-AL-PE) Composite Pressure Pipes conforming to IS - 15450 U.V. stabilised with carbon black having thermal stability for hot & cold water supply, capable to withstand temperature up to 80°C including all special fittings of composite material (engineering plastic blend and brass inserts wherever required) e.g. elbows, tees, reducers, couplers & connectors etc. with clamps at 1.00 metre spacing. This includes the costs of cutting chases and including testing of joints complete as per direction of the engineer in charge. Concealed work including cutting chases and making good the wall etc | 1620 (20 mm OD) pipe | Metre | 677.36
Water Supply | 18.2.3 | Providing and fixing Polyethelene-Aluminium-Polyethelene (PE-AL-PE) Composite Pressure Pipes conforming to IS - 15450 U.V. stabilised with carbon black having thermal stability for hot & cold water supply, capable to withstand temperature up to 80°C including all special fittings of composite material (engineering plastic blend and brass inserts wherever required) e.g. elbows, tees, reducers, couplers & connectors etc. with clamps at 1.00 metre spacing. This includes the costs of cutting chases and including testing of joints complete as per direction of the engineer in charge. Concealed work including cutting chases and making good the wall etc | 2025 (25 mm OD) pipe | Metre | 851.63
Water Supply | 18.2.4 | Providing and fixing Polyethelene-Aluminium-Polyethelene (PE-AL-PE) Composite Pressure Pipes conforming to IS - 15450 U.V. stabilised with carbon black having thermal stability for hot & cold water supply, capable to withstand temperature up to 80°C including all special fittings of composite material (engineering plastic blend and brass inserts wherever required) e.g. elbows, tees, reducers, couplers & connectors etc. with clamps at 1.00 metre spacing. This includes the costs of cutting chases and including testing of joints complete as per direction of the engineer in charge. Concealed work including cutting chases and making good the wall etc | 2532 (32 mm OD) pipe | Metre | 991.05
Water Supply | 18.3.1 | Providingandfixing Polyethelene-Aluminium-Polyethelene (PE-AL-PE) Composite Pressure Pipes conforming to IS - 15450 - 2004 U.V. stabilised with carbon black having thermal stability for hot & cold water supply, capable to withstand temperature up to 80°C including all specialfittings ofcomposite material(engineeringplastic blendandbrass inserts wherever required) e.g. elbows,tees,reducers, couplers & connectors etc. with trenching, refilling and testing of joints complete as per direction of the engineer in charge. External work | 1216 (16 mm OD) pipe | Metre | 342.58
Water Supply | 18.3.2 | Providingandfixing Polyethelene-Aluminium-Polyethelene (PE-AL-PE) Composite Pressure Pipes conforming to IS - 15450 - 2004 U.V. stabilised with carbon black having thermal stability for hot & cold water supply, capable to withstand temperature up to 80°C including all specialfittings ofcomposite material(engineeringplastic blendandbrass inserts wherever required) e.g. elbows,tees,reducers, couplers & connectors etc. with trenching, refilling and testing of joints complete as per direction of the engineer in charge. External work | 1620 (20 mm OD) pipe | Metre | 368.47
Water Supply | 18.3.3 | Providingandfixing Polyethelene-Aluminium-Polyethelene (PE-AL-PE) Composite Pressure Pipes conforming to IS - 15450 - 2004 U.V. stabilised with carbon black having thermal stability for hot & cold water supply, capable to withstand temperature up to 80°C including all specialfittings ofcomposite material(engineeringplastic blendandbrass inserts wherever required) e.g. elbows,tees,reducers, couplers & connectors etc. with trenching, refilling and testing of joints complete as per direction of the engineer in charge. External work | 2025 (25 mm OD) pipe | Metre | 497.93
Water Supply | 18.3.4 | Providingandfixing Polyethelene-Aluminium-Polyethelene (PE-AL-PE) Composite Pressure Pipes conforming to IS - 15450 - 2004 U.V. stabilised with carbon black having thermal stability for hot & cold water supply, capable to withstand temperature up to 80°C including all specialfittings ofcomposite material(engineeringplastic blendandbrass inserts wherever required) e.g. elbows,tees,reducers, couplers & connectors etc. with trenching, refilling and testing of joints complete as per direction of the engineer in charge. External work | 2532 (32 mm OD) pipe | Metre | 601.5
Water Supply | 18.3.5 | Providingandfixing Polyethelene-Aluminium-Polyethelene (PE-AL-PE) Composite Pressure Pipes conforming to IS - 15450 - 2004 U.V. stabilised with carbon black having thermal stability for hot & cold water supply, capable to withstand temperature up to 80°C including all specialfittings ofcomposite material(engineeringplastic blendandbrass inserts wherever required) e.g. elbows,tees,reducers, couplers & connectors etc. with trenching, refilling and testing of joints complete as per direction of the engineer in charge. External work | 3240 (40 mm OD) pipe | Metre | 884.97
Water Supply | 18.3.6 | Providingandfixing Polyethelene-Aluminium-Polyethelene (PE-AL-PE) Composite Pressure Pipes conforming to IS - 15450 - 2004 U.V. stabilised with carbon black having thermal stability for hot & cold water supply, capable to withstand temperature up to 80°C including all specialfittings ofcomposite material(engineeringplastic blendandbrass inserts wherever required) e.g. elbows,tees,reducers, couplers & connectors etc. with trenching, refilling and testing of joints complete as per direction of the engineer in charge. External work | 4050 (50 mm OD) pipe | Metre | 1092.11
Water Supply | 18.4.1 | Providing and fixing 3 layer PP-R (Poly propylene Random copolymer) pipes SDR 7.4 U V stabilized & anti -microbial fusion welded, having thermal stability for hot & cold water supply including all PP - R plain & brass threaded polypropylene random fittings i/c fixing the pipe with clamps at 1.00 m spacing. This includes testing of joints complete as per direction of Engineer in Charge. (Internal work- exposed on wall) | PN-16 Pipe, 16 mm OD | Metre | 286.22
Water Supply | 18.4.2 | Providing and fixing 3 layer PP-R (Poly propylene Random copolymer) pipes SDR 7.4 U V stabilized & anti -microbial fusion welded, having thermal stability for hot & cold water supply including all PP - R plain & brass threaded polypropylene random fittings i/c fixing the pipe with clamps at 1.00 m spacing. This includes testing of joints complete as per direction of Engineer in Charge. (Internal work- exposed on wall) | PN - 16 Pipe, 20mm OD (SDR-7.4) | Metre | 305.56
Water Supply | 18.4.3 | Providing and fixing 3 layer PP-R (Poly propylene Random copolymer) pipes SDR 7.4 U V stabilized & anti -microbial fusion welded, having thermal stability for hot & cold water supply including all PP - R plain & brass threaded polypropylene random fittings i/c fixing the pipe with clamps at 1.00 m spacing. This includes testing of joints complete as per direction of Engineer in Charge. (Internal work- exposed on wall) | PN - 16 Pipe, 25mm OD (SDR-7.4) | Metre | 383.41
Water Supply | 18.4.4 | Providing and fixing 3 layer PP-R (Poly propylene Random copolymer) pipes SDR 7.4 U V stabilized & anti -microbial fusion welded, having thermal stability for hot & cold water supply including all PP - R plain & brass threaded polypropylene random fittings i/c fixing the pipe with clamps at 1.00 m spacing. This includes testing of joints complete as per direction of Engineer in Charge. (Internal work- exposed on wall) | PN - 16 Pipe, 32mm OD (SDR-7.4) | Metre | 465.17
Water Supply | 18.4.5 | Providing and fixing 3 layer PP-R (Poly propylene Random copolymer) pipes SDR 7.4 U V stabilized & anti -microbial fusion welded, having thermal stability for hot & cold water supply including all PP - R plain & brass threaded polypropylene random fittings i/c fixing the pipe with clamps at 1.00 m spacing. This includes testing of joints complete as per direction of Engineer in Charge. (Internal work- exposed on wall) | PN-16 Pipe, 40 mm OD | Metre | 631.35
Water Supply | 18.4.6 | Providing and fixing 3 layer PP-R (Poly propylene Random copolymer) pipes SDR 7.4 U V stabilized & anti -microbial fusion welded, having thermal stability for hot & cold water supply including all PP - R plain & brass threaded polypropylene random fittings i/c fixing the pipe with clamps at 1.00 m spacing. This includes testing of joints complete as per direction of Engineer in Charge. (Internal work- exposed on wall) | PN - 10 Pipe, 50mm OD (SDR-11) | Metre | 813.93
Water Supply | 18.5.1 | Providing and fixing 3 layer PP-R (Poly propylene Random copolymer) pipes SDR 7.4 U V stabilized & anti - microbial fusion welded, having thermal stability for hot & cold water supply including all PP-R plain & brass threaded polypropylene random fittings i/c fixing the pipe with clamps at 1.00 m spacing. This includes the cost of cutting chases and making good the same including testing of joints complete as per direction of Engineer in Chajge. (Concealed work including cutting chases and making good the walls etc.,) | PN-16 Pipe, 20 mm OD (SDR-7.4) | Metre | 479.49
Water Supply | 18.5.2 | Providing and fixing 3 layer PP-R (Poly propylene Random copolymer) pipes SDR 7.4 U V stabilized & anti - microbial fusion welded, having thermal stability for hot & cold water supply including all PP-R plain & brass threaded polypropylene random fittings i/c fixing the pipe with clamps at 1.00 m spacing. This includes the cost of cutting chases and making good the same including testing of joints complete as per direction of Engineer in Chajge. (Concealed work including cutting chases and making good the walls etc.,) | PN-16 Pipe, 25 mm OD (SDR-7.4) | Metre | 587.19
Water Supply | 18.5.3 | Providing and fixing 3 layer PP-R (Poly propylene Random copolymer) pipes SDR 7.4 U V stabilized & anti - microbial fusion welded, having thermal stability for hot & cold water supply including all PP-R plain & brass threaded polypropylene random fittings i/c fixing the pipe with clamps at 1.00 m spacing. This includes the cost of cutting chases and making good the same including testing of joints complete as per direction of Engineer in Chajge. (Concealed work including cutting chases and making good the walls etc.,) | PN-16 Pipe, 32 mm OD (SDR-7.4) | Metre | 638.87
Water Supply | 18.5.4 | Providing and fixing 3 layer PP-R (Poly propylene Random copolymer) pipes SDR 7.4 U V stabilized & anti - microbial fusion welded, having thermal stability for hot & cold water supply including all PP-R plain & brass threaded polypropylene random fittings i/c fixing the pipe with clamps at 1.00 m spacing. This includes the cost of cutting chases and making good the same including testing of joints complete as per direction of Engineer in Chajge. (Concealed work including cutting chases and making good the walls etc.,) | PN-16 Pipe, 40 mm OD (SDR-7.4) | Metre | 778.51
Water Supply | 18.6.1 | Providing and fixing 3 layer PP-R (Poly propylene Random copolymer) pipes SDR 7.4 U V stabilized & anti - microbial fusion welded, having thermal stability for hot & cold water supply including all PP-R plain & brass threaded polypropylene random fittings i/c trenching.refilling & testing of joints complete as per direction of Engineer in Charge. (External work) | PN-16 Pipe, 20 mm OD (SDR-7.4) | Metre | 234.72
Water Supply | 18.6.2 | Providing and fixing 3 layer PP-R (Poly propylene Random copolymer) pipes SDR 7.4 U V stabilized & anti - microbial fusion welded, having thermal stability for hot & cold water supply including all PP-R plain & brass threaded polypropylene random fittings i/c trenching.refilling & testing of joints complete as per direction of Engineer in Charge. (External work) | PN-16 Pipe, 25 mm OD (SDR-7.4) | Metre | 288.72
Water Supply | 18.6.3 | Providing and fixing 3 layer PP-R (Poly propylene Random copolymer) pipes SDR 7.4 U V stabilized & anti - microbial fusion welded, having thermal stability for hot & cold water supply including all PP-R plain & brass threaded polypropylene random fittings i/c trenching.refilling & testing of joints complete as per direction of Engineer in Charge. (External work) | PN - 16 Pipe, 32 mm OD (SDR-7.4) | Metre | 368.3
Water Supply | 18.6.4 | Providing and fixing 3 layer PP-R (Poly propylene Random copolymer) pipes SDR 7.4 U V stabilized & anti - microbial fusion welded, having thermal stability for hot & cold water supply including all PP-R plain & brass threaded polypropylene random fittings i/c trenching.refilling & testing of joints complete as per direction of Engineer in Charge. (External work) | PN-16 Pipe, 40 mm OD | Metre | 480.01
Water Supply | 18.6.5 | Providing and fixing 3 layer PP-R (Poly propylene Random copolymer) pipes SDR 7.4 U V stabilized & anti - microbial fusion welded, having thermal stability for hot & cold water supply including all PP-R plain & brass threaded polypropylene random fittings i/c trenching.refilling & testing of joints complete as per direction of Engineer in Charge. (External work) | PN-10 Pipe, 50 mm OD | Metre | 682.39
Water Supply | 18.6.6 | Providing and fixing 3 layer PP-R (Poly propylene Random copolymer) pipes SDR 7.4 U V stabilized & anti - microbial fusion welded, having thermal stability for hot & cold water supply including all PP-R plain & brass threaded polypropylene random fittings i/c trenching.refilling & testing of joints complete as per direction of Engineer in Charge. (External work) | PN - 10 Pipe, 63 mm OD (SDR-11) | Metre | 906.02
Water Supply | 18.6.7 | Providing and fixing 3 layer PP-R (Poly propylene Random copolymer) pipes SDR 7.4 U V stabilized & anti - microbial fusion welded, having thermal stability for hot & cold water supply including all PP-R plain & brass threaded polypropylene random fittings i/c trenching.refilling & testing of joints complete as per direction of Engineer in Charge. (External work) | PN - 10 Pipe, 75mm OD (SDR-11) | Metre | 1215.12
Water Supply | 18.6.8 | Providing and fixing 3 layer PP-R (Poly propylene Random copolymer) pipes SDR 7.4 U V stabilized & anti - microbial fusion welded, having thermal stability for hot & cold water supply including all PP-R plain & brass threaded polypropylene random fittings i/c trenching.refilling & testing of joints complete as per direction of Engineer in Charge. (External work) | PN - 10 Pipe, 90 mm OD | Metre | 1660.69
Water Supply | 18.6.9 | Providing and fixing 3 layer PP-R (Poly propylene Random copolymer) pipes SDR 7.4 U V stabilized & anti - microbial fusion welded, having thermal stability for hot & cold water supply including all PP-R plain & brass threaded polypropylene random fittings i/c trenching.refilling & testing of joints complete as per direction of Engineer in Charge. (External work) | PN - 10 Pipe, 110 mm OD (SDR-11) | Metre | 2087.8
Water Supply | 18.6.10 | Providing and fixing 3 layer PP-R (Poly propylene Random copolymer) pipes SDR 7.4 U V stabilized & anti - microbial fusion welded, having thermal stability for hot & cold water supply including all PP-R plain & brass threaded polypropylene random fittings i/c trenching.refilling & testing of joints complete as per direction of Engineer in Charge. (External work) | PN-10 Pipe, 160 mm OD (SDR- 11) | Metre | 5689.1
Water Supply | 18.6A.1 | Providing and fixing PPR Unions | PPR Union 20mm | Each | 326.75
Water Supply | 18.6A.2 | Providing and fixing PPR Unions | PPR Union 25mm | Each | 405
Water Supply | 18.6A.3 | Providing and fixing PPR Unions | PPR Union 32mm | Each | 467.59
Water Supply | 18.6A.4 | Providing and fixing PPR Unions | PPR Union 40mm | Each | 577.14
Water Supply | 18.6A.5 | Providing and fixing PPR Unions | PPR Union 50mm | Each | 874.47
Water Supply | 18.6A.6 | Providing and fixing PPR Unions | PPR Union 63mm | Each | 1171.8
Water Supply | 18.6A.7 | Providing and fixing PPR Unions | PPR Union 75mm | Each | 2110.74
Water Supply | 18.7.1 | Providing and fixing Chlorinated Polyvinyl Chloride (CPVC) pipes, having thermal stability for hot & cold water supply including all CPVC plain & brass threaded fittings i/c fixing the pipe with clamps at 1.00 m spacing. This includes jointing of pipes & fittings with one step CPVC solvent cement and testing of joints complete as per direction of Engineer in Charge. (Internal work Exposed on wall) | 15 mm nominal outer dia.Pipes | Metre | 306.76
Water Supply | 18.7.2 | Providing and fixing Chlorinated Polyvinyl Chloride (CPVC) pipes, having thermal stability for hot & cold water supply including all CPVC plain & brass threaded fittings i/c fixing the pipe with clamps at 1.00 m spacing. This includes jointing of pipes & fittings with one step CPVC solvent cement and testing of joints complete as per direction of Engineer in Charge. (Internal work Exposed on wall) | 20 mm nominal outer dia.Pipes | Metre | 501.37
Water Supply | 18.7.3 | Providing and fixing Chlorinated Polyvinyl Chloride (CPVC) pipes, having thermal stability for hot & cold water supply including all CPVC plain & brass threaded fittings i/c fixing the pipe with clamps at 1.00 m spacing. This includes jointing of pipes & fittings with one step CPVC solvent cement and testing of joints complete as per direction of Engineer in Charge. (Internal work Exposed on wall) | 25 mm nominal outer dia.Pipes | Metre | 507.72
Water Supply | 18.7.4 | Providing and fixing Chlorinated Polyvinyl Chloride (CPVC) pipes, having thermal stability for hot & cold water supply including all CPVC plain & brass threaded fittings i/c fixing the pipe with clamps at 1.00 m spacing. This includes jointing of pipes & fittings with one step CPVC solvent cement and testing of joints complete as per direction of Engineer in Charge. (Internal work Exposed on wall) | 32 mm nominal outer dia.Pipes | Metre | 618.6
Water Supply | 18.7.5 | Providing and fixing Chlorinated Polyvinyl Chloride (CPVC) pipes, having thermal stability for hot & cold water supply including all CPVC plain & brass threaded fittings i/c fixing the pipe with clamps at 1.00 m spacing. This includes jointing of pipes & fittings with one step CPVC solvent cement and testing of joints complete as per direction of Engineer in Charge. (Internal work Exposed on wall) | 40 mm nominal outer dia.Pipes | Metre | 834.85
Water Supply | 18.7.6 | Providing and fixing Chlorinated Polyvinyl Chloride (CPVC) pipes, having thermal stability for hot & cold water supply including all CPVC plain & brass threaded fittings i/c fixing the pipe with clamps at 1.00 m spacing. This includes jointing of pipes & fittings with one step CPVC solvent cement and testing of joints complete as per direction of Engineer in Charge. (Internal work Exposed on wall) | 50 mm nominal outer dia.Pipes | Metre | 1164.04
Water Supply | 18.8.1 | Providing and fixing Chlorinated Polyvinyl Chloride (CPVC) pipes, having thermal stability for hot & cold water supply including all CPVC plain & brass threaded fittings i/c fixing the pipe with clamps at 1.00 m spacing. This includes jointing of pipes & fittings with one step CPVC solvent cement and the cost of cutting chases and making good the same including testing of joints complete as per direction of Engineer in Charge. (Concealed work including cutting chases and making good the walls etc.,) | 15 mm nominal outer dia.Pipes | Metre | 510.06
Water Supply | 18.8.2 | Providing and fixing Chlorinated Polyvinyl Chloride (CPVC) pipes, having thermal stability for hot & cold water supply including all CPVC plain & brass threaded fittings i/c fixing the pipe with clamps at 1.00 m spacing. This includes jointing of pipes & fittings with one step CPVC solvent cement and the cost of cutting chases and making good the same including testing of joints complete as per direction of Engineer in Charge. (Concealed work including cutting chases and making good the walls etc.,) | 20 mm nominal outer dia.Pipes | Metre | 745.98
Water Supply | 18.8.3 | Providing and fixing Chlorinated Polyvinyl Chloride (CPVC) pipes, having thermal stability for hot & cold water supply including all CPVC plain & brass threaded fittings i/c fixing the pipe with clamps at 1.00 m spacing. This includes jointing of pipes & fittings with one step CPVC solvent cement and the cost of cutting chases and making good the same including testing of joints complete as per direction of Engineer in Charge. (Concealed work including cutting chases and making good the walls etc.,) | 25 mm nominal outer dia.Pipes | Metre | 745.98
Water Supply | 18.8.4 | Providing and fixing Chlorinated Polyvinyl Chloride (CPVC) pipes, having thermal stability for hot & cold water supply including all CPVC plain & brass threaded fittings i/c fixing the pipe with clamps at 1.00 m spacing. This includes jointing of pipes & fittings with one step CPVC solvent cement and the cost of cutting chases and making good the same including testing of joints complete as per direction of Engineer in Charge. (Concealed work including cutting chases and making good the walls etc.,) | 32 mm nominal outer dia.Pipes | Metre | 866.57
Water Supply | 18.9.1 | Providing and fixing Chlorinated Polyvinyl Chloride (CPVC) pipes, having thermal stability for hot & cold water supply including all CPVC plain & brass threaded fittings, this included jointing of pipes & fittings with one step CPVC solvent cement, trenching, refilling & testing of joints complete as per direction of Engineer in Charge. (External work) | 15 mm nominal outer dia.Pipes | Metre | 244.19
Water Supply | 18.9.2 | Providing and fixing Chlorinated Polyvinyl Chloride (CPVC) pipes, having thermal stability for hot & cold water supply including all CPVC plain & brass threaded fittings, this included jointing of pipes & fittings with one step CPVC solvent cement, trenching, refilling & testing of joints complete as per direction of Engineer in Charge. (External work) | 20 mm nominal outer dia.Pipes | Metre | 419.45
Water Supply | 18.9.3 | Providing and fixing Chlorinated Polyvinyl Chloride (CPVC) pipes, having thermal stability for hot & cold water supply including all CPVC plain & brass threaded fittings, this included jointing of pipes & fittings with one step CPVC solvent cement, trenching, refilling & testing of joints complete as per direction of Engineer in Charge. (External work) | 25 mm nominal outer dia.Pipes | Metre | 438.5
Water Supply | 18.9.4 | Providing and fixing Chlorinated Polyvinyl Chloride (CPVC) pipes, having thermal stability for hot & cold water supply including all CPVC plain & brass threaded fittings, this included jointing of pipes & fittings with one step CPVC solvent cement, trenching, refilling & testing of joints complete as per direction of Engineer in Charge. (External work) | 32 mm nominal outer dia.Pipes | Metre | 521.72
Water Supply | 18.9.5 | Providing and fixing Chlorinated Polyvinyl Chloride (CPVC) pipes, having thermal stability for hot & cold water supply including all CPVC plain & brass threaded fittings, this included jointing of pipes & fittings with one step CPVC solvent cement, trenching, refilling & testing of joints complete as per direction of Engineer in Charge. (External work) | 40 mm nominal outer dia.Pipes | Metre | 681.53
Water Supply | 18.9.6 | Providing and fixing Chlorinated Polyvinyl Chloride (CPVC) pipes, having thermal stability for hot & cold water supply including all CPVC plain & brass threaded fittings, this included jointing of pipes & fittings with one step CPVC solvent cement, trenching, refilling & testing of joints complete as per direction of Engineer in Charge. (External work) | 50 mm nominal outer dia.Pipes | Metre | 1010.73
Water Supply | 18.9.7 | Providing and fixing Chlorinated Polyvinyl Chloride (CPVC) pipes, having thermal stability for hot & cold water supply including all CPVC plain & brass threaded fittings, this included jointing of pipes & fittings with one step CPVC solvent cement, trenching, refilling & testing of joints complete as per direction of Engineer in Charge. (External work) | 65 mm nominal inner dia Pipes | Metre | 1995.16
Water Supply | 18.9.8 | Providing and fixing Chlorinated Polyvinyl Chloride (CPVC) pipes, having thermal stability for hot & cold water supply including all CPVC plain & brass threaded fittings, this included jointing of pipes & fittings with one step CPVC solvent cement, trenching, refilling & testing of joints complete as per direction of Engineer in Charge. (External work) | 80 mm nominal inner dia Pipes | Metre | 2535.19
Water Supply | 18.9.9 | Providing and fixing Chlorinated Polyvinyl Chloride (CPVC) pipes, having thermal stability for hot & cold water supply including all CPVC plain & brass threaded fittings, this included jointing of pipes & fittings with one step CPVC solvent cement, trenching, refilling & testing of joints complete as per direction of Engineer in Charge. (External work) | 100mm nominal inner dia.Pipes | Metre | 3586.12
Water Supply | 18.9.10 | Providing and fixing Chlorinated Polyvinyl Chloride (CPVC) pipes, having thermal stability for hot & cold water supply including all CPVC plain & brass threaded fittings, this included jointing of pipes & fittings with one step CPVC solvent cement, trenching, refilling & testing of joints complete as per direction of Engineer in Charge. (External work) | 150 mm nominal inner dia.Pipes | Metre | 7389.15
Water Supply | 18.10.1 | Providing and fixing G.I. pipes complete with G.I. fittings and clamps, including cutting and making good the walls etc. Iinternal work - Exposed on wall | 15 mm dia. nominal bore | Metre | 439.58
Water Supply | 18.10.2 | Providing and fixing G.I. pipes complete with G.I. fittings and clamps, including cutting and making good the walls etc. Iinternal work - Exposed on wall | 20 mm dia. nominal bore | Metre | 494.67
Water Supply | 18.10.3 | Providing and fixing G.I. pipes complete with G.I. fittings and clamps, including cutting and making good the walls etc. Iinternal work - Exposed on wall | 25 mm dia. nominal bore | Metre | 664.15
Water Supply | 18.10.4 | Providing and fixing G.I. pipes complete with G.I. fittings and clamps, including cutting and making good the walls etc. Iinternal work - Exposed on wall | 32 mm dia. nominal bore | Metre | 824.44
Water Supply | 18.10.5 | Providing and fixing G.I. pipes complete with G.I. fittings and clamps, including cutting and making good the walls etc. Iinternal work - Exposed on wall | 40 mm dia. nominal bore | Metre | 973.34
Water Supply | 18.10.6 | Providing and fixing G.I. pipes complete with G.I. fittings and clamps, including cutting and making good the walls etc. Iinternal work - Exposed on wall | 50 mm dia. nominal bore | Metre | 1334.68
Water Supply | 18.11.1 | Providing and fixing G.I. Pipes complete with G.I. fittings and clamps, i/c making good the walls etc. concealed pipe, including painting with anti corrosive bitumastic paint, cutting chases and making good the wall | 15 mm dia nominal bore | Metre | 636.73
Water Supply | 18.11.2 | Providing and fixing G.I. Pipes complete with G.I. fittings and clamps, i/c making good the walls etc. concealed pipe, including painting with anti corrosive bitumastic paint, cutting chases and making good the wall | 20 mm dia nominal bore | Metre | 672.48
Water Supply | 18.12.1 | Providing and fixing G.I. pipes complete with G.I. fittings including trenching and refilling etc. (external work) | 15 mm dia. nominal bore | Metre | 336.33
Water Supply | 18.12.2 | Providing and fixing G.I. pipes complete with G.I. fittings including trenching and refilling etc. (external work) | 20 mm dia. nominal bore | Metre | 291.09
Water Supply | 18.12.3 | Providing and fixing G.I. pipes complete with G.I. fittings including trenching and refilling etc. (external work) | 25 mm dia. nominal bore | Metre | 492.08
Water Supply | 18.12.4 | Providing and fixing G.I. pipes complete with G.I. fittings including trenching and refilling etc. (external work) | 32 mm dia. nominal bore | Metre | 594.82
Water Supply | 18.12.5 | Providing and fixing G.I. pipes complete with G.I. fittings including trenching and refilling etc. (external work) | 40 mm dia. nominal bore | Metre | 668.69
Water Supply | 18.12.6 | Providing and fixing G.I. pipes complete with G.I. fittings including trenching and refilling etc. (external work) | 50 mm dia. nominal bore | Metre | 895.06
Water Supply | 18.12.7 | Providing and fixing G.I. pipes complete with G.I. fittings including trenching and refilling etc. (external work) | 65 mm dia. nominal bore | Metre | 927.29
Water Supply | 18.12.8 | Providing and fixing G.I. pipes complete with G.I. fittings including trenching and refilling etc. (external work) | 80 mm dia. nominal bore | Metre | 1118.84
Water Supply | 18.13.1 | Taking connection of G.I. distribution branch with G.I. main of following sizes by providing and fixing tee, including cutting and threading the pipe etc. complete | 25 to 40 mm nominal bore | Each | 860.26
Water Supply | 18.13.2 | Taking connection of G.I. distribution branch with G.I. main of following sizes by providing and fixing tee, including cutting and threading the pipe etc. complete | 50 to 80 mm nominal bore | Each | 1929.18
Water Supply | 18.14 | Fixing water meter and stop cock in G.I. pipe line including cutting and threading the pipe and making long screws etc. complete (cost of water meter and stop cock to be paid separately) |  | Each | 749.3
Water Supply | 18.15.1 | Providing and fixing brass bib cock of approved quality | 15 mm nominal bore | Each | 421.34
Water Supply | 18.15.2 | Providing and fixing brass bib cock of approved quality | 20 mm nominal bore | Each | 469.61
Water Supply | 18.16.1 | Providing and fixing brass stop cock of approved quality | 15 mm nominal bore | Each | 421.34
Water Supply | 18.16.2 | Providing and fixing brass stop cock of approved quality | 20 mm nominal bore | Each | 483.23
Water Supply | 18.17.1 | Providing and fixing gun metal gate valve with C.I. wheel of approved quality (screwed end) | 25 mm nominal bore | Each | 789.1
Water Supply | 18.17.1A | Providing and fixing gun metal gate valve with C.I. wheel of approved quality (screwed end) | 20 mm nominal bore | Each | 652.52
Water Supply | 18.17.2 | Providing and fixing gun metal gate valve with C.I. wheel of approved quality (screwed end) | 32 mm nominal bore | Each | 874.36
Water Supply | 18.17.3 | Providing and fixing gun metal gate valve with C.I. wheel of approved quality (screwed end) | 40 mm nominal bore | Each | 1048.74
Water Supply | 18.17.4 | Providing and fixing gun metal gate valve with C.I. wheel of approved quality (screwed end) | 50 mm nominal bore | Each | 1243.04
Water Supply | 18.17.5 | Providing and fixing gun metal gate valve with C.I. wheel of approved quality (screwed end) | 65 mm nominal bore | Each | 2060.45
Water Supply | 18.17.6 | Providing and fixing gun metal gate valve with C.I. wheel of approved quality (screwed end) | 80 mm nominal bore | Each | 3079.07
Water Supply | 18.18.1 | Providing and fixing ball valve (brass) of approved quality complete: High or low pressure with plastic floats | 15 mm nominal bore | Each | 512.64
Water Supply | 18.18.2 | Providing and fixing ball valve (brass) of approved quality complete: High or low pressure with plastic floats | 20 mm nominal bore | Each | 515
Water Supply | 18.18.3 | Providing and fixing ball valve (brass) of approved quality complete: High or low pressure with plastic floats | 25 mm nominal bore | Each | 584.22
Water Supply | 18.19.1.1 | Providing and fixing gun metal non-return valve of approved quality (screwed end) — 25 mm nominal bore | Horizontal | Each | 747.14
Water Supply | 18.19.1.2 | Providing and fixing gun metal non-return valve of approved quality (screwed end) — 25 mm nominal bore | Vertical | Each | 849.57
Water Supply | 18.19.2.1 | Providing and fixing gun metal non-return valve of approved quality (screwed end) — 32 mm nominal bore | Horizontal | Each | 964.2
Water Supply | 18.19.3.1 | Providing and fixing gun metal non-return valve of approved quality (screwed end) — 40 mm nominal bore | Horizontal | Each | 1044.68
Water Supply | 18.19.3.2 | Providing and fixing gun metal non-return valve of approved quality (screwed end) — 40 mm nominal bore | Vertical | Each | 1343.44
Water Supply | 18.19.4.1 | Providing and fixing gun metal non-return valve of approved quality (screwed end) — 50 mm nominal bore | Horizontal | Each | 1502.68
Water Supply | 18.19.4.2 | Providing and fixing gun metal non-return valve of approved quality (screwed end) — 50 mm nominal bore | Vertical | Each | 1690.47
Water Supply | 18.19.5.1 | Providing and fixing gun metal non-return valve of approved quality (screwed end) — 65 mm nominal bore | Horizontal | Each | 2677.17
Water Supply | 18.19.5.2 | Providing and fixing gun metal non-return valve of approved quality (screwed end) — 65 mm nominal bore | Vertical | Each | 2719.85
Water Supply | 18.19.6.1 | Providing and fixing gun metal non-return valve of approved quality (screwed end) — 80 mm nominal bore | Horizontal | Each | 3678.61
Water Supply | 18.19.6.2 | Providing and fixing gun metal non-return valve of approved quality (screwed end) — 80 mm nominal bore | Vertical | Each | 4148.08
Water Supply | 18.20.1 | Providing and fixing brass ferrule with C.I. mouth cover including boring and tapping the main | 15 mm nominal bore | Each | 429.39
Water Supply | 18.20.2 | Providing and fixing brass ferrule with C.I. mouth cover including boring and tapping the main | 20 mm nominal bore | Each | 507.56
Water Supply | 18.20.3 | Providing and fixing brass ferrule with C.I. mouth cover including boring and tapping the main | 25 mm nominal bore | Each | 651.57
Water Supply | 18.21.1.1 | Providing and fixing uplasticised PVC connection pipe with brass unions — Providing and fixing uplasticised PVC connection pipe with brass unions | 15 mm nominal bore | Each | 133.17
Water Supply | 18.21.1.2 | Providing and fixing uplasticised PVC connection pipe with brass unions — Providing and fixing uplasticised PVC connection pipe with brass unions | 20 mm nominal bore | Each | 150.24
Water Supply | 18.21.2.1 | Providing and fixing uplasticised PVC connection pipe with brass unions — 45 cm length | 15 mm nominal bore | Each | 146.79
Water Supply | 18.21.2.2 | Providing and fixing uplasticised PVC connection pipe with brass unions — 45 cm length | 20 mm nominal bore | Each | 148.49
Water Supply | 18.22.1 | Providing and fixing C.P. brass shower rose with 15 or 20 mm inlet | 100 mm diameter | Each | 245.53
Water Supply | 18.22.2 | Providing and fixing C.P. brass shower rose with 15 or 20 mm inlet | 150 mm diameter | Each | 280.49
Water Supply | 18.23 | Laying in position centrifugally cast (spun) iron S&S or flanged pipes (excluding cost of pipe) |  | Quintal | 313.31
Water Supply | 18.24 | Laying in position S&S or flanged C.I. special such tees, bends collars, tapers and caps etc. (excluding cost of specials) |  | Quintal | 598.23
Water Supply | 18.25.2 | Providing and laying S&S C.I. standard specials such as tees, bends, collars, tapers, caps etc. (Heavy class) | Over 300 mm dia | Quintal | 6544.85
Water Supply | 18.26.2 | Providing and laying flanged C.I. standard specials such as tees, bends, collars, tapers, caps etc., suitable for flanged jointing as per IS: 1538 | Over 300 mm dia | Quintal | 9560.84
Water Supply | 18.27.1 | Providing and laying S&S centrifugally cast (spun) iron pipes (Class LA) conforming to IS - 1536 | 100 mm dia, pipe | Metre | 1403.15
Water Supply | 18.27.2 | Providing and laying S&S centrifugally cast (spun) iron pipes (Class LA) conforming to IS - 1536 | 125 mm dia. pipe | Metre | 1750.58
Water Supply | 18.27.3 | Providing and laying S&S centrifugally cast (spun) iron pipes (Class LA) conforming to IS - 1536 | 150 mm dia. pipe | Metre | 2113.35
Water Supply | 18.27.4 | Providing and laying S&S centrifugally cast (spun) iron pipes (Class LA) conforming to IS - 1536 | 200 mm dia pipe | Metre | 3574.7
Water Supply | 18.27.5 | Providing and laying S&S centrifugally cast (spun) iron pipes (Class LA) conforming to IS - 1536 | 250 mm dia. pipe | Metre | 4669.87
Water Supply | 18.27.6 | Providing and laying S&S centrifugally cast (spun) iron pipes (Class LA) conforming to IS - 1536 | 300 mm dia. pipe | Metre | 6292.11
Water Supply | 18.27.7 | Providing and laying S&S centrifugally cast (spun) iron pipes (Class LA) conforming to IS - 1536 | 350 mm dia. pipe | Metre | 7551.3
Water Supply | 18.27.8 | Providing and laying S&S centrifugally cast (spun) iron pipes (Class LA) conforming to IS - 1536 | 400 mm dia. Pipe | Metre | 9931.27
Water Supply | 18.27.9 | Providing and laying S&S centrifugally cast (spun) iron pipes (Class LA) conforming to IS - 1536 | 450 mm dia. pipe | Metre | 12024.57
Water Supply | 18.27.10 | Providing and laying S&S centrifugally cast (spun) iron pipes (Class LA) conforming to IS - 1536 | 500 mm dia. pipe | Metre | 13967.63
Water Supply | 18.27.11 | Providing and laying S&S centrifugally cast (spun) iron pipes (Class LA) conforming to IS - 1536 | 600 mm dia. pipe | Metre | 19510.39
Water Supply | 18.28.1 | Providing lead caulked joints to spun iron or C.I. pipes and specials including testing of joints but excluding the cost of pig lead | 100 mm diameter pipe | Each | 475
Water Supply | 18.28.2 | Providing lead caulked joints to spun iron or C.I. pipes and specials including testing of joints but excluding the cost of pig lead | 125 mm diameter pipe | Each | 776.93
Water Supply | 18.28.3 | Providing lead caulked joints to spun iron or C.I. pipes and specials including testing of joints but excluding the cost of pig lead | 150 mm diameter pipe | Each | 712.27
Water Supply | 18.28.4 | Providing lead caulked joints to spun iron or C.I. pipes and specials including testing of joints but excluding the cost of pig lead | 200 mm diameter pipe | Each | 946
Water Supply | 18.28.5 | Providing lead caulked joints to spun iron or C.I. pipes and specials including testing of joints but excluding the cost of pig lead | 250 mm diameter pipe | Each | 1182.83
Water Supply | 18.28.6 | Providing lead caulked joints to spun iron or C.I. pipes and specials including testing of joints but excluding the cost of pig lead | 300 mm diameter pipe | Each | 1424.77
Water Supply | 18.28.7 | Providing lead caulked joints to spun iron or C.I. pipes and specials including testing of joints but excluding the cost of pig lead | 350 mm diameter pipe | Each | 1457.6
Water Supply | 18.28.8 | Providing lead caulked joints to spun iron or C.I. pipes and specials including testing of joints but excluding the cost of pig lead | 400 mm diameter pipe | Each | 1911.36
Water Supply | 18.28.9 | Providing lead caulked joints to spun iron or C.I. pipes and specials including testing of joints but excluding the cost of pig lead | 450 mm diameter pipe | Each | 2143.52
Water Supply | 18.28.10 | Providing lead caulked joints to spun iron or C.I. pipes and specials including testing of joints but excluding the cost of pig lead | 500 mm diameter pipe | Each | 2267.55
Water Supply | 18.28.11 | Providing lead caulked joints to spun iron or C.I. pipes and specials including testing of joints but excluding the cost of pig lead | 600 mm diameter pipe | Each | 3066.58
Water Supply | 18.29 | Supplying pig lead at site of work |  | Quintal | 33858.75
Water Supply | 18.30.1 | Providing flanged joints to double flanged C.I./ D.I. pipes and specials including testing of joints | 80 mm diameter pipe | Each | 219.79
Water Supply | 18.30.2 | Providing flanged joints to double flanged C.I./ D.I. pipes and specials including testing of joints | 100 mm diameter pipe | Each | 350.28
Water Supply | 18.30.3 | Providing flanged joints to double flanged C.I./ D.I. pipes and specials including testing of joints | 125 mm diameter pipe | Each | 374.46
Water Supply | 18.30.4 | Providing flanged joints to double flanged C.I./ D.I. pipes and specials including testing of joints | 150 mm diameter pipe | Each | 442.27
Water Supply | 18.30.5 | Providing flanged joints to double flanged C.I./ D.I. pipes and specials including testing of joints | 200 mm diameter pipe | Each | 523.28
Water Supply | 18.30.6 | Providing flanged joints to double flanged C.I./ D.I. pipes and specials including testing of joints | 250 mm diameter pipe | Each | 714.93
Water Supply | 18.30.7 | Providing flanged joints to double flanged C.I./ D.I. pipes and specials including testing of joints | 300 mm diameter pipe | Each | 740.53
Water Supply | 18.30.8 | Providing flanged joints to double flanged C.I./ D.I. pipes and specials including testing of joints | 350 mm diameter pipe | Each | 1382.67
Water Supply | 18.30.9 | Providing flanged joints to double flanged C.I./ D.I. pipes and specials including testing of joints | 400 mm diameter pipe | Each | 1147.58
Water Supply | 18.30.10 | Providing flanged joints to double flanged C.I./ D.I. pipes and specials including testing of joints | 450 mm diameter pipe | Each | 1394.3
Water Supply | 18.30.11 | Providing flanged joints to double flanged C.I./ D.I. pipes and specials including testing of joints | 500 mm diameter pipe | Each | 1785.12
Water Supply | 18.30.12 | Providing flanged joints to double flanged C.I./ D.I. pipes and specials including testing of joints | 600 mm diameter pipe | Each | 1844.62
Water Supply | 18.38.1 | Painting G.I. pipes and fittings with synthetic enamel white paint over a ready mixed priming coat, both of approved quality for new work | 15 mm diameter pipe | Metre | 21
Water Supply | 18.38.2 | Painting G.I. pipes and fittings with synthetic enamel white paint over a ready mixed priming coat, both of approved quality for new work | 20 mm diameter pipe | Metre | 25.02
Water Supply | 18.38.3 | Painting G.I. pipes and fittings with synthetic enamel white paint over a ready mixed priming coat, both of approved quality for new work | 25 mm diameter pipe | Metre | 32.7
Water Supply | 18.38.4 | Painting G.I. pipes and fittings with synthetic enamel white paint over a ready mixed priming coat, both of approved quality for new work | 32 mm diameter pipe | Metre | 39.08
Water Supply | 18.38.5 | Painting G.I. pipes and fittings with synthetic enamel white paint over a ready mixed priming coat, both of approved quality for new work | 40 mm diameter pipe | Metre | 46.01
Water Supply | 18.38.6 | Painting G.I. pipes and fittings with synthetic enamel white paint over a ready mixed priming coat, both of approved quality for new work | 50 mm diameter pipe | Metre | 54.74
Water Supply | 18.39.1 | Repainting G.I. pipes and fittings with synthetic enamel white paint of approved quality | 15 mm diameter pipe | Metre | 10.54
Water Supply | 18.39.2 | Repainting G.I. pipes and fittings with synthetic enamel white paint of approved quality | 20 mm diameter pipe | Metre | 12.43
Water Supply | 18.39.3 | Repainting G.I. pipes and fittings with synthetic enamel white paint of approved quality | 25 mm diameter pipe | Metre | 15.86
Water Supply | 18.39.4 | Repainting G.I. pipes and fittings with synthetic enamel white paint of approved quality | 32 mm diameter pipe | Metre | 18.91
Water Supply | 18.39.5 | Repainting G.I. pipes and fittings with synthetic enamel white paint of approved quality | 40 mm diameter pipe | Metre | 21.97
Water Supply | 18.39.6 | Repainting G.I. pipes and fittings with synthetic enamel white paint of approved quality | 50 mm diameter pipe | Metre | 26.07
Water Supply | 18.40.1 | Painting G.I. pipes and fittings with two coats of anti-corrosive bitumastic paint of approved quality | 15 mm diameter pipe | Metre | 12.15
Water Supply | 18.40.2 | Painting G.I. pipes and fittings with two coats of anti-corrosive bitumastic paint of approved quality | 20 mm diameter pipe | Metre | 14.45
Water Supply | 18.40.3 | Painting G.I. pipes and fittings with two coats of anti-corrosive bitumastic paint of approved quality | 25 mm diameter pipe | Metre | 18.41
Water Supply | 18.40.4 | Painting G.I. pipes and fittings with two coats of anti-corrosive bitumastic paint of approved quality | 32 mm diameter pipe | Metre | 22.06
Water Supply | 18.40.5 | Painting G.I. pipes and fittings with two coats of anti-corrosive bitumastic paint of approved quality | 40 mm diameter pipe | Metre | 25.11
Water Supply | 18.40.6 | Painting G.I. pipes and fittings with two coats of anti-corrosive bitumastic paint of approved quality | 50 mm diameter pipe | Metre | 30.11
Water Supply | 18.40.7 | Painting G.I. pipes and fittings with two coats of anti-corrosive bitumastic paint of approved quality | 65 mm diameter pipe | Metre | 37.21
Water Supply | 18.40.8 | Painting G.I. pipes and fittings with two coats of anti-corrosive bitumastic paint of approved quality | 80 mm diameter pipe | Metre | 43.19
Water Supply | 18.41.1 | Providing and filling sand grading zone V or coarser grade alround the G.I. pipes in external work | 15mm diameter pipe | Metre | 231.99
Water Supply | 18.41.1A | Providing and filling sand grading zone V or coarser grade alround the G.I. pipes in external work | Sub analysis item for sand filling component | Metre | 2203.66
Water Supply | 18.41.2 | Providing and filling sand grading zone V or coarser grade alround the G.I. pipes in external work | 20 mm diameter pipe | Metre | 235.13
Water Supply | 18.41.3 | Providing and filling sand grading zone V or coarser grade alround the G.I. pipes in external work | 25 mm diameter pipe | Metre | 241.4
Water Supply | 18.41.4 | Providing and filling sand grading zone V or coarser grade alround the G.I. pipes in external work | 32 mm diameter pipe | Metre | 247.67
Water Supply | 18.41.5 | Providing and filling sand grading zone V or coarser grade alround the G.I. pipes in external work | 40 mm diameter pipe | Metre | 250.8
Water Supply | 18.41.6 | Providing and filling sand grading zone V or coarser grade alround the G.I. pipes in external work | 50 mm diameter pipe | Metre | 688.36
Water Supply | 18.41.7 | Providing and filling sand grading zone V or coarser grade alround the G.I. pipes in external work | 65 mm diameter pipe | Metre | 410.69
Water Supply | 18.41.8 | Providing and filling sand grading zone V or coarser grade alround the G.I. pipes in external work | 80 mm diameter pipe | Metre | 423.23
Water Supply | 18.41.9 | Providing and filling sand grading zone V or coarser grade alround the G.I. pipes in external work | 100 mm diameter pipe | Metre | 448.31
Water Supply | 18.41.10 | Providing and filling sand grading zone V or coarser grade alround the G.I. pipes in external work | 150 mm diameter pipe | Metre | 667.76
Water Supply | 18.42.2 | Boring with 100 mm diameter casing pipe for hand pump/ tube well in all soils except ordinary hard rocks requiring blasting including removing the casing pipe after the hand pipe/tube well is lowered and tested | Beyond 6m and upto 12 m depth | Metre | 777.52
Water Supply | 18.42.3 | Boring with 100 mm diameter casing pipe for hand pump/ tube well in all soils except ordinary hard rocks requiring blasting including removing the casing pipe after the hand pipe/tube well is lowered and tested | Beyond 12 m and upto 18 m depth | Metre | 903.11
Water Supply | 18.43 | Providing and placing in position filters of 40 mm diameter G.I. pipe with brass strainer of approved quality |  | Metre | 1005.14
Water Supply | 18.44 | Providing and fixing to filter and lowering to proper levels 40 mm G.I. pipe for tube well including cleaning and priming the tube well |  | Metre | 615.87
Water Supply | 18.45 | Providing and placing in position hand pump of approved quality for 40 mm diameter G.I. pipe complete with all accessories |  | Each | 1586.43
Water Supply | 18.46.1 | Providing and fixing G.I. Union in G.I. pipe including cutting and threading the pipe and making long screws etc. complete (New work) | 15 mm nominal bore | Each | 299.73
Water Supply | 18.46.2 | Providing and fixing G.I. Union in G.I. pipe including cutting and threading the pipe and making long screws etc. complete (New work) | 20 mm nominal bore | Each | 353.79
Water Supply | 18.46.3 | Providing and fixing G.I. Union in G.I. pipe including cutting and threading the pipe and making long screws etc. complete (New work) | 25 mm nominal bore | Each | 436.3
Water Supply | 18.46.4 | Providing and fixing G.I. Union in G.I. pipe including cutting and threading the pipe and making long screws etc. complete (New work) | 32 mm nominal | Each | 632.63
Water Supply | 18.46.5 | Providing and fixing G.I. Union in G.I. pipe including cutting and threading the pipe and making long screws etc. complete (New work) | 40 mm nominal bore | Each | 632.63
Water Supply | 18.46.6 | Providing and fixing G.I. Union in G.I. pipe including cutting and threading the pipe and making long screws etc. complete (New work) | 50mm nominal bore | Each | 809.77
Water Supply | 18.46.7 | Providing and fixing G.I. Union in G.I. pipe including cutting and threading the pipe and making long screws etc. complete (New work) | 65mm nominal bore | Each | 1146.23
Water Supply | 18.46.8 | Providing and fixing G.I. Union in G.I. pipe including cutting and threading the pipe and making long screws etc. complete (New work) | 80 mm nominal bore | Each | 1224.47
Water Supply | 18.47.1 | Providing and fixing G.I. Union in existing G.I. pipe line, cutting and threading the pipe and making long screws including excavation, refilling the earth or cutting of wall and making good the same complete wherever required | 15 mm nominal bore | Each | 765.44
Water Supply | 18.47.2 | Providing and fixing G.I. Union in existing G.I. pipe line, cutting and threading the pipe and making long screws including excavation, refilling the earth or cutting of wall and making good the same complete wherever required | 20 mm nominal bore | Each | 819.5
Water Supply | 18.47.3 | Providing and fixing G.I. Union in existing G.I. pipe line, cutting and threading the pipe and making long screws including excavation, refilling the earth or cutting of wall and making good the same complete wherever required | 25 mm nominal bore | Each | 902.02
Water Supply | 18.47.4 | Providing and fixing G.I. Union in existing G.I. pipe line, cutting and threading the pipe and making long screws including excavation, refilling the earth or cutting of wall and making good the same complete wherever required | 32 mm nominal bore | Each | 1098.34
Water Supply | 18.47.5 | Providing and fixing G.I. Union in existing G.I. pipe line, cutting and threading the pipe and making long screws including excavation, refilling the earth or cutting of wall and making good the same complete wherever required | 40 mm nominal bore | Each | 1065.62
Water Supply | 18.47.6 | Providing and fixing G.I. Union in existing G.I. pipe line, cutting and threading the pipe and making long screws including excavation, refilling the earth or cutting of wall and making good the same complete wherever required | 50 mm nominal bore | Each | 1444.84
Water Supply | 18.47.7 | Providing and fixing G.I. Union in existing G.I. pipe line, cutting and threading the pipe and making long screws including excavation, refilling the earth or cutting of wall and making good the same complete wherever required | 65 mm nominal bore | Each | 1781.29
Water Supply | 18.47.8 | Providing and fixing G.I. Union in existing G.I. pipe line, cutting and threading the pipe and making long screws including excavation, refilling the earth or cutting of wall and making good the same complete wherever required | 80 mm nominal bore | Each | 1859.54
Water Supply | 18.49.1 | Providing and fixing C.P. brass bib cock of approved quality conforming to IS:8931 | 15 mm nominal bore | Each | 682.18
Water Supply | 18.50.1 | Providing and fixing C.P. brass long nose bib cock of approved quality conforming to IS standards and weighing not less than 810 gms | 15mm nominal bore | Each | 833.5
Water Supply | 18.51.1 | Providing and fixing C.P. brass long body bib cock of approved quality conforming to IS standards and weighing not less than 690 gms | 15mm nominal bore | Each | 824.35
Water Supply | 18.52.1 | Providing and fixing C.P. brass stop cock (concealed) of standard design and of approved make conforming to IS:8931 | 15mm nominal bore | Each | 807.37
Water Supply | 18.53.1 | Providing and fixing C.P. brass angle valve for basin mixer and geyser points of approved quality conforming to IS:8931 | 15 mm nominal bore | Each | 681.16
Water Supply | 18.53A | Providing and fixing C.P. Brass extension nipple (size 15mmx50mm) ofapproved make and quality as per direction of Engineer-in-charge |  | Each | 88.13
Water Supply | 18.54.1 | Providing and fixing PTMT bib cock of approved quality and colour | 15mm nominal bore, 86 mm long, weighing not less than 88 gms | Each | 230.28
Water Supply | 18.54.2 | Providing and fixing PTMT bib cock of approved quality and colour | 15 mm nominal bore, 122mm long, weighing not less than 99 gms | Each | 306.96
Water Supply | 18.54.3 | Providing and fixing PTMT bib cock of approved quality and colour | 15 mm nominal bore, 165 mm long, weighing not less than 110 grams | Each | 363.29
Water Supply | 18.54.4 | Providing and fixing PTMT bib cock of approved quality and colour | 15mm nominal bore, 90mm long, weighing not less than 93 grams | Each | 247.49
Water Supply | 18.55.1 | Providing and fixing PTMT stop cock of approved quality and colour | 15 mm nominal bore, 86mm long, weighing not less than 88 grams | Each | 238.1
Water Supply | 18.55.2 | Providing and fixing PTMT stop cock of approved quality and colour | 20mm nominal bore, 89mm long, weighing not less than 88 grams | Each | 274.09
Water Supply | 18.53.3 | Providing and fixing C.P. brass angle valve for basin mixer and geyser points of approved quality conforming to IS:8931 | Concealed stop cock, 15mm nominal bore, 108mmlong, weighing not less than 108 grams | Each | 378.94
Water Supply | 18.56.1 | Providing and fixing PTMT pillar cock of approved quality and colour | 15mm nominal bore, 107mm long, weighing not less than 110 grams | Each | 345.41
Water Supply | 18.56.2 | Providing and fixing PTMT pillar cock of approved quality and colour | 15mm nominal bore, 125mm long foam flow, Weighing not less than 120 gms | Each | 312.55
Water Supply | 18.57.1 | Providing and fixing PTMT, push cock of approved quality and colour | 15 mm nominal bore, 98mm long, Weighing not less than 75 gms | Each | 191.15
Water Supply | 18.57.2 | Providing and fixing PTMT, push cock of approved quality and colour | 15 mm nominal bore, 80mm long, Weighing not less than 46 gms | Each | 238.1
Water Supply | 18.58.1.1 | Providing and fixing PTMT grating of approved quality and colour — Circular type | 100 mm nominal dia | Each | 60.09
Water Supply | 18.58.1.2 | Providing and fixing PTMT grating of approved quality and colour — Circular type | 125 mm nominal dia with 25 mm waste hole | Each | 55.4
Water Supply | 18.58.2.1 | Providing and fixing PTMT grating of approved quality and colour — Rectangular type with openable circular lid | 150 mm nominal size square 100 mm diameter of the inner hinged round grating | Each | 219.71
Water Supply | 18.59.1 | Providing and fixing C.I. double acting air valve of approved quality with bolts, nuts, rubber insertions etc. complete (The tail pieces, tapers etc if required will be paid separately) | 50mm dia | Each | 6058.83
Water Supply | 18.59.2 | Providing and fixing C.I. double acting air valve of approved quality with bolts, nuts, rubber insertions etc. complete (The tail pieces, tapers etc if required will be paid separately) | 80 mm dia | Each | 7326.39
Water Supply | 18.59.3 | Providing and fixing C.I. double acting air valve of approved quality with bolts, nuts, rubber insertions etc. complete (The tail pieces, tapers etc if required will be paid separately) | 100mm dia | Each | 9498.87
Water Supply | 18.60.1 | Providing and fixing enclosed type water meter (bulk type) conforming to IS: 2373 and tested by Municipal Board complete with bolts, nuts, rubber insertions etc. (The tail pieces if required will be paid separately) | 80 mm dia nominal bore | Each | 6035.83
Water Supply | 18.60.2 | Providing and fixing enclosed type water meter (bulk type) conforming to IS: 2373 and tested by Municipal Board complete with bolts, nuts, rubber insertions etc. (The tail pieces if required will be paid separately) | 100 mm dia nominal bore | Each | 9133.31
Water Supply | 18.60.3 | Providing and fixing enclosed type water meter (bulk type) conforming to IS: 2373 and tested by Municipal Board complete with bolts, nuts, rubber insertions etc. (The tail pieces if required will be paid separately) | 150 mm dia nominal bore | Each | 9358.48
Water Supply | 18.60.4 | Providing and fixing enclosed type water meter (bulk type) conforming to IS: 2373 and tested by Municipal Board complete with bolts, nuts, rubber insertions etc. (The tail pieces if required will be paid separately) | 200 mm dia nominal bore | Each | 10318.59
Water Supply | 18.61.1 | Providing and fixing C.I. dirt box strainer for bulk type water meter with nuts, bolts, rubber insertions etc. complete conforming to IS: 2373 | 80 mm dia | Each | 4887.81
Water Supply | 18.61.2 | Providing and fixing C.I. dirt box strainer for bulk type water meter with nuts, bolts, rubber insertions etc. complete conforming to IS: 2373 | 100mm dia | Each | 7844.33
Water Supply | 18.61.3 | Providing and fixing C.I. dirt box strainer for bulk type water meter with nuts, bolts, rubber insertions etc. complete conforming to IS: 2373 | 150 mm dia | Each | 9960.97
Water Supply | 18.61.4 | Providing and fixing C.I. dirt box strainer for bulk type water meter with nuts, bolts, rubber insertions etc. complete conforming to IS: 2373 | 200mm dia | Each | 13956.98
Water Supply | 18.62.1 | Providing and fixing PTMT Ball cock of approved quality, colour and make complete with Epoxy coated rod with L.P./ H.P.H.D. plastic ball | 15 mm nominal bore, 105mm long, weighing not less than 138gms | Each | 401.67
Water Supply | 18.62.2 | Providing and fixing PTMT Ball cock of approved quality, colour and make complete with Epoxy coated rod with L.P./ H.P.H.D. plastic ball | 20 mm nominal bore, 120mm long, weighing not less than 198gms | Each | 581.01
Water Supply | 18.62.3 | Providing and fixing PTMT Ball cock of approved quality, colour and make complete with Epoxy coated rod with L.P./ H.P.H.D. plastic ball | 25 mm nominal bore, 152mm long, weighing not less than 440gms | Each | 1019.69
Water Supply | 18.62.4 | Providing and fixing PTMT Ball cock of approved quality, colour and make complete with Epoxy coated rod with L.P./ H.P.H.D. plastic ball | 40mm nominal bore, 206mm long, weighing not less than 690gms | Each | 783.39
Water Supply | 18.62.5 | Providing and fixing PTMT Ball cock of approved quality, colour and make complete with Epoxy coated rod with L.P./ H.P.H.D. plastic ball | 50mm nominal bore, 242mm long, weighing not less than 1240gms | Each | 1409.35
Water Supply | 18.63 | Providing and fixing PTMT angle stop cock 15 mm nominal bore, weighing not less than 85gms |  | Each | 272.53
Water Supply | 18.64 | Providing and fixing PTMT swivelling shower, 15 mm nominal bore, weighing not less than 40gms |  | Each | 137.41
Water Supply | 18.65 | Providing and fixing PTMT soap Dish Holder having length of 138mm, breadth 102mm, height of 75mm with concealed fitting arrangements weighing not less than 106 gms |  | Each | 125.46
Water Supply | 18.66.1 | Providing and laying S&S C.I. Standard specials such as tees, bends, collars tapers and caps etc, suitable for flanged jointing as per IS: 1538 | Upto300mmdia | Quintal | 8720.06
Water Supply | 18.70.1 | Providing push-on-joints to Centrifugally (Spun) Cast Iron Pipes or Ductile Iron Pipes including testing of joints and including the cost of rubber gasket | 100 mm dia pipes | Joint | 111.9
Water Supply | 18.70.2 | Providing push-on-joints to Centrifugally (Spun) Cast Iron Pipes or Ductile Iron Pipes including testing of joints and including the cost of rubber gasket | 150 mm dia pipes | Joint | 176.82
Water Supply | 18.70.3 | Providing push-on-joints to Centrifugally (Spun) Cast Iron Pipes or Ductile Iron Pipes including testing of joints and including the cost of rubber gasket | 200 mm dia pipes | Joint | 260.8
Water Supply | 18.70.4 | Providing push-on-joints to Centrifugally (Spun) Cast Iron Pipes or Ductile Iron Pipes including testing of joints and including the cost of rubber gasket | 250 mm dia pipes | Joint | 318.17
Water Supply | 18.70.5 | Providing push-on-joints to Centrifugally (Spun) Cast Iron Pipes or Ductile Iron Pipes including testing of joints and including the cost of rubber gasket | 300 mm dia pipes | Joint | 406.85
Water Supply | 18.70.6 | Providing push-on-joints to Centrifugally (Spun) Cast Iron Pipes or Ductile Iron Pipes including testing of joints and including the cost of rubber gasket | 350 mm dia pipes | Joint | 431.88
Water Supply | 18.70.7 | Providing push-on-joints to Centrifugally (Spun) Cast Iron Pipes or Ductile Iron Pipes including testing of joints and including the cost of rubber gasket | 400 mm dia pipes | Joint | 662.44
Water Supply | 18.70.8 | Providing push-on-joints to Centrifugally (Spun) Cast Iron Pipes or Ductile Iron Pipes including testing of joints and including the cost of rubber gasket | 450 mm dia pipes | Joint | 766.76
Water Supply | 18.70.9 | Providing push-on-joints to Centrifugally (Spun) Cast Iron Pipes or Ductile Iron Pipes including testing of joints and including the cost of rubber gasket | 500 mm dia pipes | Joint | 818.92
Water Supply | 18.70.10 | Providing push-on-joints to Centrifugally (Spun) Cast Iron Pipes or Ductile Iron Pipes including testing of joints and including the cost of rubber gasket | 600 mm dia pipes | Joint | 1099.54
Water Supply | 18.70.11 | Providing push-on-joints to Centrifugally (Spun) Cast Iron Pipes or Ductile Iron Pipes including testing of joints and including the cost of rubber gasket | 650 mm dia pipes | Joint | 1440.68
Water Supply | 18.70.12 | Providing push-on-joints to Centrifugally (Spun) Cast Iron Pipes or Ductile Iron Pipes including testing of joints and including the cost of rubber gasket | 700 mm dia pipes | Joint | 1440.68
Water Supply | 18.70.13 | Providing push-on-joints to Centrifugally (Spun) Cast Iron Pipes or Ductile Iron Pipes including testing of joints and including the cost of rubber gasket | 750 mm dia pipes | Joint | 1581.52
Water Supply | 18.70.14 | Providing push-on-joints to Centrifugally (Spun) Cast Iron Pipes or Ductile Iron Pipes including testing of joints and including the cost of rubber gasket | 800 mm dia pipes | Joint | 1812.6
Water Supply | 18.70.15 | Providing push-on-joints to Centrifugally (Spun) Cast Iron Pipes or Ductile Iron Pipes including testing of joints and including the cost of rubber gasket | 900 mm dia pipes | Joint | 2258.58
Water Supply | 18.70.16 | Providing push-on-joints to Centrifugally (Spun) Cast Iron Pipes or Ductile Iron Pipes including testing of joints and including the cost of rubber gasket | 1000 mm dia pipes | Joint | 2608.06
Water Supply | 18.71.1 | Providing and laying Double Flanged (screwed/ welded) Centrifugally (Spun) Cast Iron, Class B (IS: 1536) | 100 mm dia C.I. Double Flanged Pipe | Metre | 2134.61
Water Supply | 18.71.2 | Providing and laying Double Flanged (screwed/ welded) Centrifugally (Spun) Cast Iron, Class B (IS: 1536) | 150 mm dia C.I. Double Flanged Pipe | Metre | 3343.4
Water Supply | 18.71.3 | Providing and laying Double Flanged (screwed/ welded) Centrifugally (Spun) Cast Iron, Class B (IS: 1536) | 200 mm dia C.I. Double Flanged Pipe | Metre | 5266.41
Water Supply | 18.71.4 | Providing and laying Double Flanged (screwed/ welded) Centrifugally (Spun) Cast Iron, Class B (IS: 1536) | 250 mm dia C.I. Double Flanged Pipe | Metre | 6378.5
Water Supply | 18.71.5 | Providing and laying Double Flanged (screwed/ welded) Centrifugally (Spun) Cast Iron, Class B (IS: 1536) | 300 mm dia C.I. Double Flanged Pipe | Metre | 8153.49
Water Supply | 18.71.6 | Providing and laying Double Flanged (screwed/ welded) Centrifugally (Spun) Cast Iron, Class B (IS: 1536) | 350 mm dia C.I. Double Flanged Pipe | Metre | 10262.44
Water Supply | 18.71.7 | Providing and laying Double Flanged (screwed/ welded) Centrifugally (Spun) Cast Iron, Class B (IS: 1536) | 400 mm dia C.I. Double Flanged Pipe | Metre | 13265.58
Water Supply | 18.71.8 | Providing and laying Double Flanged (screwed/ welded) Centrifugally (Spun) Cast Iron, Class B (IS: 1536) | 450 mm dia C.I. Double Flanged Pipe | Metre | 16876.86
Water Supply | 18.71.9 | Providing and laying Double Flanged (screwed/ welded) Centrifugally (Spun) Cast Iron, Class B (IS: 1536) | 500 mm dia C.I. Double Flanged Pipe | Metre | 20944.77
Water Supply | 18.71.10 | Providing and laying Double Flanged (screwed/ welded) Centrifugally (Spun) Cast Iron, Class B (IS: 1536) | 600 mm dia C.I. Double Flanged Pipe | Metre | 29007.72
Water Supply | 18.72.1 | Providing and laying S&S Centrifugally Cast (Spun) / Ductile Iron Pipes conforming to IS: 8329 | 100 mm dia Ductile Iron Class K-7 pipes | Metre | 1613.15
Water Supply | 18.72.2 | Providing and laying S&S Centrifugally Cast (Spun) / Ductile Iron Pipes conforming to IS: 8329 | 150 mm dia Ductile Iron Class K-7 pipes | Metre | 2262.29
Water Supply | 18.72.3 | Providing and laying S&S Centrifugally Cast (Spun) / Ductile Iron Pipes conforming to IS: 8329 | 200 mm dia Ductile Iron Class K-7 pipes | Metre | 2285.17
Water Supply | 18.72.4 | Providing and laying S&S Centrifugally Cast (Spun) / Ductile Iron Pipes conforming to IS: 8329 | 250 mm dia Ductile Iron Class K-7 pipes | Metre | 2939.95
Water Supply | 18.72.5 | Providing and laying S&S Centrifugally Cast (Spun) / Ductile Iron Pipes conforming to IS: 8329 | 300 mm dia Ductile Iron Class K-7 pipes | Metre | 3672.67
Water Supply | 18.72.6 | Providing and laying S&S Centrifugally Cast (Spun) / Ductile Iron Pipes conforming to IS: 8329 | 350 mm dia Ductile Iron Class K-7 pipes | Metre | 4353.77
Water Supply | 18.72.7 | Providing and laying S&S Centrifugally Cast (Spun) / Ductile Iron Pipes conforming to IS: 8329 | 400 mm dia Ductile Iron Class K.-7 pipes | Metre | 5213.88
Water Supply | 18.72.8 | Providing and laying S&S Centrifugally Cast (Spun) / Ductile Iron Pipes conforming to IS: 8329 | 450 mm dia Ductile Iron Class K.-7 pipes | Metre | 6314.36
Water Supply | 18.72.9 | Providing and laying S&S Centrifugally Cast (Spun) / Ductile Iron Pipes conforming to IS: 8329 | 500 mm dia Ductile Iron Class K-7 pipes | Metre | 7141.3
Water Supply | 18.72.10 | Providing and laying S&S Centrifugally Cast (Spun) / Ductile Iron Pipes conforming to IS: 8329 | 600 mm dia Ductile Iron Class K-7 pipes | Metre | 9197.69
Water Supply | 18.72.11 | Providing and laying S&S Centrifugally Cast (Spun) / Ductile Iron Pipes conforming to IS: 8329 | 700 mm dia Ductile Iron Class K-7 pipes | Metre | 12015.61
Water Supply | 18.72.12 | Providing and laying S&S Centrifugally Cast (Spun) / Ductile Iron Pipes conforming to IS: 8329 | 800 mm dia Ductile Iron Class K-7 pipes | Metre | 15003.5
Water Supply | 18.72.13 | Providing and laying S&S Centrifugally Cast (Spun) / Ductile Iron Pipes conforming to IS: 8329 | 900 mm dia Ductile Iron Class K-7 pipes | Metre | 19351.55
Water Supply | 18.72.14 | Providing and laying S&S Centrifugally Cast (Spun) / Ductile Iron Pipes conforming to IS: 8329 | 1000 mm dia Ductile Iron Class K-7 pipes | Metre | 20339.22
Water Supply | 18.72.15 | Providing and laying S&S Centrifugally Cast (Spun) / Ductile Iron Pipes conforming to IS: 8329 | 100 mm dia Ductile Iron Class K-9 pipes | Metre | 1252.6
Water Supply | 18.72.16 | Providing and laying S&S Centrifugally Cast (Spun) / Ductile Iron Pipes conforming to IS: 8329 | 150 mm dia Ductile Iron Class K-9 pipes | Metre | 1881.94
Water Supply | 18.72.17 | Providing and laying S&S Centrifugally Cast (Spun) / Ductile Iron Pipes conforming to IS: 8329 | 200 mm dia Ductile Iron Class K-9 pipes | Metre | 3485.46
Water Supply | 18.72.18 | Providing and laying S&S Centrifugally Cast (Spun) / Ductile Iron Pipes conforming to IS: 8329 | 250 mm dia Ductile Iron Class K-9 pipes | Metre | 4769.97
Water Supply | 18.72.19 | Providing and laying S&S Centrifugally Cast (Spun) / Ductile Iron Pipes conforming to IS: 8329 | 300 mm dia Ductile Iron Class K-9 pipes | Metre | 5431.94
Water Supply | 18.72.20 | Providing and laying S&S Centrifugally Cast (Spun) / Ductile Iron Pipes conforming to IS: 8329 | 350 mm dia Ductile Iron Class K-9 pipes | Metre | 5492.22
Water Supply | 18.72.21 | Providing and laying S&S Centrifugally Cast (Spun) / Ductile Iron Pipes conforming to IS: 8329 | 400 mm dia Ductile Iron Class K-9 pipes | Metre | 7026.09
Water Supply | 18.72.22 | Providing and laying S&S Centrifugally Cast (Spun) / Ductile Iron Pipes conforming to IS: 8329 | 450 mm dia Ductile Iron Class K-9 pipes | Metre | 8171.96
Water Supply | 18.72.23 | Providing and laying S&S Centrifugally Cast (Spun) / Ductile Iron Pipes conforming to IS: 8329 | 500 mm dia Ductile Iron Class K-9 pipes | Metre | 10217.6
Water Supply | 18.72.24 | Providing and laying S&S Centrifugally Cast (Spun) / Ductile Iron Pipes conforming to IS: 8329 | 600 mm dia Ductile Iron Class K-9 pipes | Metre | 12359.14
Water Supply | 18.72.25 | Providing and laying S&S Centrifugally Cast (Spun) / Ductile Iron Pipes conforming to IS: 8329 | 700 mm dia Ductile Iron Class K-9 pipes | Metre | 17113.03
Water Supply | 18.72.26 | Providing and laying S&S Centrifugally Cast (Spun) / Ductile Iron Pipes conforming to IS: 8329 | 750 mm dia Ductile Iron Class K-9 pipes | Metre | 18521.71
Water Supply | 18.72.27 | Providing and laying S&S Centrifugally Cast (Spun) / Ductile Iron Pipes conforming to IS: 8329 | 800 mm dia Ductile Iron Class K-9 pipes | Metre | 18754.96
Water Supply | 18.72.25 | Providing and laying S&S Centrifugally Cast (Spun) / Ductile Iron Pipes conforming to IS: 8329 | 900 mm dia Ductile Iron Class K-9 pipes | Metre | 17113.03
Water Supply | 18.72.29 | Providing and laying S&S Centrifugally Cast (Spun) / Ductile Iron Pipes conforming to IS: 8329 | 1000 mm dia Ductile Iron Class K-9 pipes | Metre | 25525.37
Water Supply | 18.73.1 | Providing and laying Double Flanged (Screwed/ Welded) Centrifugally (Spun) Ductile Iron Pipes of Class K 9 conforming to IS: 8329 | 100 mm dia Ductile Iron Double Flanged | Metre | 1789.69
Water Supply | 18.73.2 | Providing and laying Double Flanged (Screwed/ Welded) Centrifugally (Spun) Ductile Iron Pipes of Class K 9 conforming to IS: 8329 | 150 mm dia Ductile Iron Double Flanged | Metre | 2684.22
Water Supply | 18.73.3 | Providing and laying Double Flanged (Screwed/ Welded) Centrifugally (Spun) Ductile Iron Pipes of Class K 9 conforming to IS: 8329 | 200 mm dia Ductile Iron Double Flanged | Metre | 3385.65
Water Supply | 18.73.4 | Providing and laying Double Flanged (Screwed/ Welded) Centrifugally (Spun) Ductile Iron Pipes of Class K 9 conforming to IS: 8329 | 250 mm dia Ductile Iron Double Flanged | Metre | 4802.56
Water Supply | 18.73.5 | Providing and laying Double Flanged (Screwed/ Welded) Centrifugally (Spun) Ductile Iron Pipes of Class K 9 conforming to IS: 8329 | 300 mm dia Ductile Iron Double Flanged | Metre | 7719.59
Water Supply | 18.73.6 | Providing and laying Double Flanged (Screwed/ Welded) Centrifugally (Spun) Ductile Iron Pipes of Class K 9 conforming to IS: 8329 | 350 mm dia Ductile Iron Double Flanged | Metre | 7766.59
Water Supply | 18.73.7 | Providing and laying Double Flanged (Screwed/ Welded) Centrifugally (Spun) Ductile Iron Pipes of Class K 9 conforming to IS: 8329 | 400 mm dia Ductile Iron Double Flanged | Metre | 9962.51
Water Supply | 18.73.8 | Providing and laying Double Flanged (Screwed/ Welded) Centrifugally (Spun) Ductile Iron Pipes of Class K 9 conforming to IS: 8329 | 450 mm dia Ductile Iron Double Flanged | Metre | 10498.71
Water Supply | 18.73.9 | Providing and laying Double Flanged (Screwed/ Welded) Centrifugally (Spun) Ductile Iron Pipes of Class K 9 conforming to IS: 8329 | 500 mm dia Ductile Iron Double Flanged | Metre | 14829.48
Water Supply | 18.73.10 | Providing and laying Double Flanged (Screwed/ Welded) Centrifugally (Spun) Ductile Iron Pipes of Class K 9 conforming to IS: 8329 | 600 mm dia Ductile Iron Double Flanged | Metre | 19637.02
Water Supply | 18.73.11 | Providing and laying Double Flanged (Screwed/ Welded) Centrifugally (Spun) Ductile Iron Pipes of Class K 9 conforming to IS: 8329 | 700 mm dia Ductile Iron Double Flanged | Metre | 23286.56
Water Supply | 18.74.1 | Providing and fixing unplastisised P.V.C. connection pipe with PTMT Nuts of approved quality and colour | 15 mm nominal bore with 30cm length | Each | 136.58
Water Supply | 18.74.2 | Providing and fixing unplastisised P.V.C. connection pipe with PTMT Nuts of approved quality and colour | 15 mm nominal bore with 45 cm length | Each | 95.57
Water Supply | 18.75.1 | Providing and fixing PTMT extension nipple for water tank pipe, fittings of approved quality and colour | 15 mm nominal bore. Weighing not less than 32gms | Each | 52.35
Water Supply | 18.75.2 | Providing and fixing PTMT extension nipple for water tank pipe, fittings of approved quality and colour | 20mm nominal bore. Weighing not less than 40gms | Each | 85.36
Water Supply | 18.75.3 | Providing and fixing PTMT extension nipple for water tank pipe, fittings of approved quality and colour | 25mm nominal bore. Weighing not less than 62gms | Each | 129.31
Water Supply | 18.77 | Cutting holes upto 15x15 cm in R.C.C. floors and roofs for passing drain pipe etc. and repairing the hole after insertion of drain pipe etc. with cement concrete 1:2:4 (1 cement: 2 coarse sand: 4 graded stone aggregate 20 mm nominal size) including finishing complete so as to make it leak proof |  | Each | 432.69
Water Supply | 18.78 | Making chases upto 7.5x7.5 cm in wails including making good and finishing with matching surface after housing G.I. pipe etc |  | Metre | 186.07
Water Supply | 18.79 | Making hole upto 20x20 cm and embedding pipes upto 150 mm diameter in masonry and filling with cement concrete 1:3:6 (1 cement: 3 coarse sand: 6 graded stone aggregate 20 mm nominal size) including disposal of malba |  | Metre | 314.13
Water Supply | 18.80.1 | Disinfecting C.I. water mains by flushing with water containing bleaching powder at 0.5 gms per litre of water and cleaning the same with fresh water, operation to be repeated three times including getting the sample of water from the disinfected main tested in the municipal laboratory | 80mm diametre C.I, pipe (rate is for 100 Metre) | Metre | 1591.35
Water Supply | 18.80.2 | Disinfecting C.I. water mains by flushing with water containing bleaching powder at 0.5 gms per litre of water and cleaning the same with fresh water, operation to be repeated three times including getting the sample of water from the disinfected main tested in the municipal laboratory | 100 mm dia metre C.l.pipe (rate is for 100 Metre) | Metre | 2100.48
Water Supply | 18.80.3 | Disinfecting C.I. water mains by flushing with water containing bleaching powder at 0.5 gms per litre of water and cleaning the same with fresh water, operation to be repeated three times including getting the sample of water from the disinfected main tested in the municipal laboratory | 125 mm diametre C.I, pipe (rate is for 100 Metre) | Metre | 2631.51
Water Supply | 18.80.4 | Disinfecting C.I. water mains by flushing with water containing bleaching powder at 0.5 gms per litre of water and cleaning the same with fresh water, operation to be repeated three times including getting the sample of water from the disinfected main tested in the municipal laboratory | 150mm dia metre C.l,pipe (rate is for 100 Metre) | Metre | 3161.1
Water Supply | 18.80.5 | Disinfecting C.I. water mains by flushing with water containing bleaching powder at 0.5 gms per litre of water and cleaning the same with fresh water, operation to be repeated three times including getting the sample of water from the disinfected main tested in the municipal laboratory | 200mm diametre C.I. pipe (rate is for 100 Metre) | Metre | 4225.56
Water Supply | 18.80.6 | Disinfecting C.I. water mains by flushing with water containing bleaching powder at 0.5 gms per litre of water and cleaning the same with fresh water, operation to be repeated three times including getting the sample of water from the disinfected main tested in the municipal laboratory | 250 mm diametre C.I. pipe (rate is for 100 Metre) | Metre | 5321.02
Water Supply | 18.80.7 | Disinfecting C.I. water mains by flushing with water containing bleaching powder at 0.5 gms per litre of water and cleaning the same with fresh water, operation to be repeated three times including getting the sample of water from the disinfected main tested in the municipal laboratory | 300 mm diametre C.I. pipe (rate is for 100 Metre) | Metre | 5918.23
Water Supply | 18.80.8 | Disinfecting C.I. water mains by flushing with water containing bleaching powder at 0.5 gms per litre of water and cleaning the same with fresh water, operation to be repeated three times including getting the sample of water from the disinfected main tested in the municipal laboratory | 350 mm diametre C.I, pipe (rate is for 100 Metre) | Metre | 6532.86
Water Supply | 18.80.9 | Disinfecting C.I. water mains by flushing with water containing bleaching powder at 0.5 gms per litre of water and cleaning the same with fresh water, operation to be repeated three times including getting the sample of water from the disinfected main tested in the municipal laboratory | 400 mm diametre C.I. pipe (rate is for 100 Metre) | Metre | 7179.34
Water Supply | 18.80.10 | Disinfecting C.I. water mains by flushing with water containing bleaching powder at 0.5 gms per litre of water and cleaning the same with fresh water, operation to be repeated three times including getting the sample of water from the disinfected main tested in the municipal laboratory | 450 mm diametre C.I. pipe (rate is for 100 Metre) | Metre | 7832.88
Water Supply | 18.80.11 | Disinfecting C.I. water mains by flushing with water containing bleaching powder at 0.5 gms per litre of water and cleaning the same with fresh water, operation to be repeated three times including getting the sample of water from the disinfected main tested in the municipal laboratory | 500 mm diametre C.I. pipe (rate is for 100 Metre) | Metre | 8521.63
Water Supply | 18.80.12 | Disinfecting C.I. water mains by flushing with water containing bleaching powder at 0.5 gms per litre of water and cleaning the same with fresh water, operation to be repeated three times including getting the sample of water from the disinfected main tested in the municipal laboratory | 600 mm diametre C.I. pipe (rate is for 100 Metre) | Metre | 9913.24
Water Supply | 18.81.1 | Extra for every operation of disinfecting the C.I. main by flushing with water containing bleaching powder at 0.5 gms per litre of water and cleaning the same with fresh water, including getting the samples of water tested in the municipal laboratory | 80 mm diametre C.I. pipe (rate is for 100 Metre) | Metre | 581.03
Water Supply | 18.81.2 | Extra for every operation of disinfecting the C.I. main by flushing with water containing bleaching powder at 0.5 gms per litre of water and cleaning the same with fresh water, including getting the samples of water tested in the municipal laboratory | 100mm diametreC.I. pipe (rate is for 100 Metre) | Metre | 715.34
Water Supply | 18.81.3 | Extra for every operation of disinfecting the C.I. main by flushing with water containing bleaching powder at 0.5 gms per litre of water and cleaning the same with fresh water, including getting the samples of water tested in the municipal laboratory | 125mm dia metre C.I. pipe (rate is for 100 Metre) | Metre | 877.96
Water Supply | 18.81.4 | Extra for every operation of disinfecting the C.I. main by flushing with water containing bleaching powder at 0.5 gms per litre of water and cleaning the same with fresh water, including getting the samples of water tested in the municipal laboratory | 150 mm dia metre C.I. pipe (rate is for 100 Metre) | Metre | 1025.03
Water Supply | 18.81.5 | Extra for every operation of disinfecting the C.I. main by flushing with water containing bleaching powder at 0.5 gms per litre of water and cleaning the same with fresh water, including getting the samples of water tested in the municipal laboratory | 200 mm diametre C.I. pipe (rate is for 100 Metre) | Metre | 1586.48
Water Supply | 18.81.6 | Extra for every operation of disinfecting the C.I. main by flushing with water containing bleaching powder at 0.5 gms per litre of water and cleaning the same with fresh water, including getting the samples of water tested in the municipal laboratory | 250 mm diametre C.I. pipe (rate is for 100 Metre) | Metre | 1812.4
Water Supply | 18.81.7 | Extra for every operation of disinfecting the C.I. main by flushing with water containing bleaching powder at 0.5 gms per litre of water and cleaning the same with fresh water, including getting the samples of water tested in the municipal laboratory | 300 mm diametre C.I. pipe (rate is for 100 Metre) | Metre | 2023.1
Water Supply | 18.81.8 | Extra for every operation of disinfecting the C.I. main by flushing with water containing bleaching powder at 0.5 gms per litre of water and cleaning the same with fresh water, including getting the samples of water tested in the municipal laboratory | 350 mm diametre C.I. pipe (rate is for 100 Metre) | Metre | 2369.56
Water Supply | 18.81.9 | Extra for every operation of disinfecting the C.I. main by flushing with water containing bleaching powder at 0.5 gms per litre of water and cleaning the same with fresh water, including getting the samples of water tested in the municipal laboratory | 400 mm diametre C.I. pipe (rate is for 100 Metre) | Metre | 2717.93
Water Supply | 18.81.10 | Extra for every operation of disinfecting the C.I. main by flushing with water containing bleaching powder at 0.5 gms per litre of water and cleaning the same with fresh water, including getting the samples of water tested in the municipal laboratory | 450 mm diametre C.I. pipe (rate is for 100 Metre) | Metre | 3078.36
Water Supply | 18.81.11 | Extra for every operation of disinfecting the C.I. main by flushing with water containing bleaching powder at 0.5 gms per litre of water and cleaning the same with fresh water, including getting the samples of water tested in the municipal laboratory | 500 mm diametre C.I. pipe (rate is for 100 Metre) | Metre | 3228.49
Water Supply | 18.81.12 | Extra for every operation of disinfecting the C.I. main by flushing with water containing bleaching powder at 0.5 gms per litre of water and cleaning the same with fresh water, including getting the samples of water tested in the municipal laboratory | 600 mm diametre C.I. pipe (rate is for 100 Metre) | Metre | 4175.67
Water Supply | 18.82.1 | Dismantling old C.I. pipes including excavation and refilling trenches after taking out the pipes, breaking lead caulked joints, melting of lead and making into blocks including stacking of pipes at site lead upto 50 metre | 80 mm diametre C.I. pipe | Metre | 436.1
Water Supply | 18.82.2 | Dismantling old C.I. pipes including excavation and refilling trenches after taking out the pipes, breaking lead caulked joints, melting of lead and making into blocks including stacking of pipes at site lead upto 50 metre | 100mm diametre C.I. pipe | Metre | 450.55
Water Supply | 18.82.3 | Dismantling old C.I. pipes including excavation and refilling trenches after taking out the pipes, breaking lead caulked joints, melting of lead and making into blocks including stacking of pipes at site lead upto 50 metre | 125 mm diametre C.I, pipe | Metre | 459.63
Water Supply | 18.82.4 | Dismantling old C.I. pipes including excavation and refilling trenches after taking out the pipes, breaking lead caulked joints, melting of lead and making into blocks including stacking of pipes at site lead upto 50 metre | 150mm dia metre C.I. pipe | Metre | 472.82
Water Supply | 18.82.5 | Dismantling old C.I. pipes including excavation and refilling trenches after taking out the pipes, breaking lead caulked joints, melting of lead and making into blocks including stacking of pipes at site lead upto 50 metre | 200 mm diametre C.I. pipe | Metre | 567.3
Water Supply | 18.82.6 | Dismantling old C.I. pipes including excavation and refilling trenches after taking out the pipes, breaking lead caulked joints, melting of lead and making into blocks including stacking of pipes at site lead upto 50 metre | 250 mm diametre C.I. pipe | Metre | 569.52
Water Supply | 18.82.7 | Dismantling old C.I. pipes including excavation and refilling trenches after taking out the pipes, breaking lead caulked joints, melting of lead and making into blocks including stacking of pipes at site lead upto 50 metre | 300 mm diametre C.I. pipe | Metre | 594.01
Water Supply | 18.82.8 | Dismantling old C.I. pipes including excavation and refilling trenches after taking out the pipes, breaking lead caulked joints, melting of lead and making into blocks including stacking of pipes at site lead upto 50 metre | 350 mm diametre C.I. pipe | Metre | 650.34
Water Supply | 18.82.9 | Dismantling old C.I. pipes including excavation and refilling trenches after taking out the pipes, breaking lead caulked joints, melting of lead and making into blocks including stacking of pipes at site lead upto 50 metre | 400mm dia metre C.l. pipe | Metre | 685.04
Water Supply | 18.82.10 | Dismantling old C.I. pipes including excavation and refilling trenches after taking out the pipes, breaking lead caulked joints, melting of lead and making into blocks including stacking of pipes at site lead upto 50 metre | 450 mm diametre C.I. pipe | Metre | 720.96
Water Supply | 18.82.11 | Dismantling old C.I. pipes including excavation and refilling trenches after taking out the pipes, breaking lead caulked joints, melting of lead and making into blocks including stacking of pipes at site lead upto 50 metre | 500 mm diametre C.I. pipe | Metre | 751.15
Water Supply | 18.82.12 | Dismantling old C.I. pipes including excavation and refilling trenches after taking out the pipes, breaking lead caulked joints, melting of lead and making into blocks including stacking of pipes at site lead upto 50 metre | 600 mm diametre C.I. pipe | Metre | 801.49
Water Supply | 18.84.1 | Providing/laying and fitting of HDPE/MDPE/PPR pipes complete including cost of pipes and fittings | HDPE pipe 20mm dia | Metre | 63.6
Water Supply | 18.84.2 | Providing/laying and fitting of HDPE/MDPE/PPR pipes complete including cost of pipes and fittings | HDPE pipe 25mm dia | Metre | 73.68
Water Supply | 18.84.3 | Providing/laying and fitting of HDPE/MDPE/PPR pipes complete including cost of pipes and fittings | HDPE pipe 32mm dia | Metre | 96.87
Water Supply | 18.84.4 | Providing/laying and fitting of HDPE/MDPE/PPR pipes complete including cost of pipes and fittings | HDPE pipe 40mm dia | Metre | 134.17
Water Supply | 18.84.5 | Providing/laying and fitting of HDPE/MDPE/PPR pipes complete including cost of pipes and fittings | HDPE pipe 50mm dia | Metre | 188.6
Water Supply | 18.84.6 | Providing/laying and fitting of HDPE/MDPE/PPR pipes complete including cost of pipes and fittings | HDPE pipe 63mm dia | Metre | 270.25
Water Supply | 18.84.7 | Providing/laying and fitting of HDPE/MDPE/PPR pipes complete including cost of pipes and fittings | HDPE pipe 75mm dia | Metre | 355.94
Water Supply | 18.84.8 | Providing/laying and fitting of HDPE/MDPE/PPR pipes complete including cost of pipes and fittings | HDPE flanged pipe 90mm dia | Metre | 507.15
Water Supply | 18.84.9 | Providing/laying and fitting of HDPE/MDPE/PPR pipes complete including cost of pipes and fittings | HDPE flanged pipe 110mm dia | Metre | 678.52
Water Supply | 18.84.10 | Providing/laying and fitting of HDPE/MDPE/PPR pipes complete including cost of pipes and fittings | HDPE flanged pipe 125mm dia | Metre | 925.5
Water Supply | 18.84.11 | Providing/laying and fitting of HDPE/MDPE/PPR pipes complete including cost of pipes and fittings | HDPE flanged pipe 140mm dia | Metre | 996.06
Water Supply | 18.84.12 | Providing/laying and fitting of HDPE/MDPE/PPR pipes complete including cost of pipes and fittings | MDPE pipe with insulation 20mm dia | Metre | 774.29
Water Supply | 18.84.13 | Providing/laying and fitting of HDPE/MDPE/PPR pipes complete including cost of pipes and fittings | PPR pipe 20mm dia | Metre | 119.05
Water Supply | 18.84.14 | Providing/laying and fitting of HDPE/MDPE/PPR pipes complete including cost of pipes and fittings | PPR pipe 25mm dia | Metre | 137.19
Water Supply | 18.84.15 | Providing/laying and fitting of HDPE/MDPE/PPR pipes complete including cost of pipes and fittings | PPR pipe 32mm dia | Metre | 154.33
Water Supply | 18.84.16 | Providing/laying and fitting of HDPE/MDPE/PPR pipes complete including cost of pipes and fittings | PPR pipe 40mm dia | Metre | 159.37
Water Supply | 18.84.17 | Providing/laying and fitting of HDPE/MDPE/PPR pipes complete including cost of pipes and fittings | PPR pipe 50mm dia | Metre | 199.69
Water Supply | 18.85.1 | Providing/laying and fixing G.I/M.S flanged pipes complete including cost of pipes and fittings | G.I Pipe 25mm dia | Metre | 462.86
Water Supply | 18.85.2 | Providing/laying and fixing G.I/M.S flanged pipes complete including cost of pipes and fittings | G.I Pipe 32mm dia | Metre | 533.12
Water Supply | 18.85.3 | Providing/laying and fixing G.I/M.S flanged pipes complete including cost of pipes and fittings | G.I Pipe 40mm dia | Metre | 563.23
Water Supply | 18.85.4 | Providing/laying and fixing G.I/M.S flanged pipes complete including cost of pipes and fittings | G.I Pipe 50mm dia | Metre | 683.67
Water Supply | 18.85.5 | Providing/laying and fixing G.I/M.S flanged pipes complete including cost of pipes and fittings | G.I Pipe 63mm dia | Metre | 884.41
Water Supply | 18.85.6 | Providing/laying and fixing G.I/M.S flanged pipes complete including cost of pipes and fittings | G.I Pipe 75mm dia | Metre | 1034.97
Water Supply | 18.85.7 | Providing/laying and fixing G.I/M.S flanged pipes complete including cost of pipes and fittings | G.I Pipe 80mm dia | Metre | 1386.26
Water Supply | 18.85.8 | Providing/laying and fixing G.I/M.S flanged pipes complete including cost of pipes and fittings | G.I Pipe 100mm dia | Metre | 1988.48
Water Supply | 18.85.9 | Providing/laying and fixing G.I/M.S flanged pipes complete including cost of pipes and fittings | G.I Pipe 125mm dia | Metre | 2148.33
Water Supply | 18.85.10 | Providing/laying and fixing G.I/M.S flanged pipes complete including cost of pipes and fittings | G.I Pipe 150mm dia | Metre | 2554.07
Water Supply | 18.85.11 | Providing/laying and fixing G.I/M.S flanged pipes complete including cost of pipes and fittings | M.S flanged Pipe 65mm dia | Metre | 1697.04
Water Supply | 18.85.12 | Providing/laying and fixing G.I/M.S flanged pipes complete including cost of pipes and fittings | M.S flanged Pipe 80mm dia | Metre | 1996.85
Water Supply | 18.85.13 | Providing/laying and fixing G.I/M.S flanged pipes complete including cost of pipes and fittings | M.S flanged Pipe 100mm dia | Metre | 2696.38
Water Supply | 18.85.14 | Providing/laying and fixing G.I/M.S flanged pipes complete including cost of pipes and fittings | M.S flanged Pipe 110mm dia | Metre | 3196.05
Water Supply | 18.85.15 | Providing/laying and fixing G.I/M.S flanged pipes complete including cost of pipes and fittings | M.S flanged Pipe 125mm dia | Metre | 3795.65
Water Supply | 18.85.16 | Providing/laying and fixing G.I/M.S flanged pipes complete including cost of pipes and fittings | M.S flanged Pipe 150mm dia | Metre | 4195.39
Water Supply | 18.87.1.1 | Drilling of 125mm dia Hand Pump Well in collapsible strata conglomerate, boulders, gravel, pebbles, silt, clay, rock etc formation whatsoever encountered at site. The job envisages construction of Hand Pump Wells of an avg. depth of 60 Mtrs. below ground Level, or till the sufficient discharge of water is available from the bore hole by way of Drilling of 125mm Bore Holes using 115mm ODX method and exploration of underground potable water by tapping sufficient aquifer zones with simultaneously lowering of 125mm M.S/G.I. plain ended pipe duly chamfered and welded. The job includes all charges on account of cost of drilling/ accessories/ tools/ attachments/ bits/ POL’s/ consumable/ labour etc with carriage of all materials upto site of work, including cost of suitable casing pipe (ISI marked steel tubes for water wells of hot types finished seamless (HFC) electric automatic fusion welded (HFC) resistance welded in length of 3Mtr with tolerance of +_ 10cm beveled casing 125mm dia nominal bore with 4.5mm thickness/shoe of adequate hardness. The job also includes development of drilled bore holes with Air Compressor of suitable capacity to clear the tapped water from all suspended impurities — Rocky strata including Boulders | 125 mm dia ODX Depth (Drilling Upto 60M Depth) | Metre | 7977.01
Water Supply | 18.87.1.2 | Drilling of 125mm dia Hand Pump Well in collapsible strata conglomerate, boulders, gravel, pebbles, silt, clay, rock etc formation whatsoever encountered at site. The job envisages construction of Hand Pump Wells of an avg. depth of 60 Mtrs. below ground Level, or till the sufficient discharge of water is available from the bore hole by way of Drilling of 125mm Bore Holes using 115mm ODX method and exploration of underground potable water by tapping sufficient aquifer zones with simultaneously lowering of 125mm M.S/G.I. plain ended pipe duly chamfered and welded. The job includes all charges on account of cost of drilling/ accessories/ tools/ attachments/ bits/ POL’s/ consumable/ labour etc with carriage of all materials upto site of work, including cost of suitable casing pipe (ISI marked steel tubes for water wells of hot types finished seamless (HFC) electric automatic fusion welded (HFC) resistance welded in length of 3Mtr with tolerance of +_ 10cm beveled casing 125mm dia nominal bore with 4.5mm thickness/shoe of adequate hardness. The job also includes development of drilled bore holes with Air Compressor of suitable capacity to clear the tapped water from all suspended impurities — Rocky strata including Boulders | 125 mm dia DTH Depth (Drilling beyond 60M Depth) | Metre | 5117.08
Water Supply | 18.88 | Shifting of machinery from one site to another site including construction of approach road if necessary at site |  | Each | 73307.23
Water Supply | 18.89 | Providing, installation and successful commissioning of suitable submersible Pump set make of Crompton Graves head capacity 90Mtr Q=1.21 Lps. 1.2HP with electrical panel 240V. 50 cycle for single phase and safety cable wire 100Mtr including all necessary fittings items as per the direction of site Engineer incharge, including carriage complete |  | Each | 240924.21
Water Supply | 18.91.1.1 | Providing/ Drilling of 200mm dia bit using ODX method as per site condition up to the required depth in well collapsible strata /conglomerate boulder/gravel/clay /pebbles/rock etc whatever encounter in strata.including cost of casing pipe consumable store, bits, pol.etc with the system of simultaneously lowering of 200 mm dia ID casing of 8-10mm thickness which shall be welded together.complete as per the direction of Engiuneer-in charge — Rocky strata including Boulders | 200 mm dia ODX Depth (Drilling Upto 30M Depth) | Metre | 8085.69
Water Supply | 18.91.1.2 | Providing/ Drilling of 200mm dia bit using ODX method as per site condition up to the required depth in well collapsible strata /conglomerate boulder/gravel/clay /pebbles/rock etc whatever encounter in strata.including cost of casing pipe consumable store, bits, pol.etc with the system of simultaneously lowering of 200 mm dia ID casing of 8-10mm thickness which shall be welded together.complete as per the direction of Engiuneer-in charge — Rocky strata including Boulders | 200 mm dia DTH Depth (Drilling 30 M Depth) | Metre | 9579.83
Water Supply | 18.92 | Transportation of boring equipment /machines/tools and plants to the new site of bore works. Fixing of complete camp by way of erecting of equipment, machine, tools accessories, attachment, fixing of tents for labours and stacking of required material at bore site. The job also includes leveling of the ground drilling machines and other transportation of POL etc |  | Set | 35353.43
Water Supply | 18.93 | Development of bore well with compressor till sand free water is available and suitable strata established (at least 3 hours or till sand free clear water is available) complete |  | Set | 473928.09
Water Supply | 18.94 | Providing & fixing of suitable shoe 200mm dia having adequate thickness and carriage complete |  | Set | 2620.14
Drainage | 19.1.1 | Providing, laying and jointing glazed stoneware pipes class SP-1 with stiff mixture of cement mortar in the proportion of 1:1 (1 cement: 1 fine sand) including testing of joints etc. complete | 100 mm diameter | Metre | 487.35
Drainage | 19.1.2 | Providing, laying and jointing glazed stoneware pipes class SP-1 with stiff mixture of cement mortar in the proportion of 1:1 (1 cement: 1 fine sand) including testing of joints etc. complete | 150 mm diameter | Metre | 847.68
Drainage | 19.1.3 | Providing, laying and jointing glazed stoneware pipes class SP-1 with stiff mixture of cement mortar in the proportion of 1:1 (1 cement: 1 fine sand) including testing of joints etc. complete | 200 mm diameter | Metre | 1075.25
Drainage | 19.1.4 | Providing, laying and jointing glazed stoneware pipes class SP-1 with stiff mixture of cement mortar in the proportion of 1:1 (1 cement: 1 fine sand) including testing of joints etc. complete | 230 mm diameter | Metre | 1349.18
Drainage | 19.1.5 | Providing, laying and jointing glazed stoneware pipes class SP-1 with stiff mixture of cement mortar in the proportion of 1:1 (1 cement: 1 fine sand) including testing of joints etc. complete | 250 mm diameter | Metre | 1552.64
Drainage | 19.1.6 | Providing, laying and jointing glazed stoneware pipes class SP-1 with stiff mixture of cement mortar in the proportion of 1:1 (1 cement: 1 fine sand) including testing of joints etc. complete | 300 mm diameter | Metre | 1692.27
Drainage | 19.2.1 | Providing and laying cement concrete 1:5:10 (1 cement: 5 coarse sand: 10 graded stone aggregate 40 mm nominal size) all-round S.W. pipes including bed concrete as per standard design | 100 mm diameter S. W. pipe | Metre | 903.16
Drainage | 19.2.2 | Providing and laying cement concrete 1:5:10 (1 cement: 5 coarse sand: 10 graded stone aggregate 40 mm nominal size) all-round S.W. pipes including bed concrete as per standard design | 150 mm diameter S.W, pipe | Metre | 1104.54
Drainage | 19.2.3 | Providing and laying cement concrete 1:5:10 (1 cement: 5 coarse sand: 10 graded stone aggregate 40 mm nominal size) all-round S.W. pipes including bed concrete as per standard design | 200 mm diameter S.W. pipe | Metre | 1287.61
Drainage | 19.2.4 | Providing and laying cement concrete 1:5:10 (1 cement: 5 coarse sand: 10 graded stone aggregate 40 mm nominal size) all-round S.W. pipes including bed concrete as per standard design | 230 mm diameter S.W, pipe | Metre | 1287.61
Drainage | 19.2.5 | Providing and laying cement concrete 1:5:10 (1 cement: 5 coarse sand: 10 graded stone aggregate 40 mm nominal size) all-round S.W. pipes including bed concrete as per standard design | 250 mm diameter S.W. pipe | Metre | 1488.99
Drainage | 19.3.1 | Providing and laying cement concrete 1:5:10 (1 cement: 5 coarse sand: 10 graded stone aggregate 40 mm nominal size) upto haunches of S.W. pipes including bed concrete as per standard design | 100 mm diameter S.W. pipe | Metre | 429.24
Drainage | 19.3.2 | Providing and laying cement concrete 1:5:10 (1 cement: 5 coarse sand: 10 graded stone aggregate 40 mm nominal size) upto haunches of S.W. pipes including bed concrete as per standard design | 150 mm diameter S.W. pipe | Metre | 695.68
Drainage | 19.3.3 | Providing and laying cement concrete 1:5:10 (1 cement: 5 coarse sand: 10 graded stone aggregate 40 mm nominal size) upto haunches of S.W. pipes including bed concrete as per standard design | 200 mm diameter S.W. pipe | Metre | 817.72
Drainage | 19.3.4 | Providing and laying cement concrete 1:5:10 (1 cement: 5 coarse sand: 10 graded stone aggregate 40 mm nominal size) upto haunches of S.W. pipes including bed concrete as per standard design | 230 mm diameter S.W. pipe | Metre | 951.98
Drainage | 19.3.5 | Providing and laying cement concrete 1:5:10 (1 cement: 5 coarse sand: 10 graded stone aggregate 40 mm nominal size) upto haunches of S.W. pipes including bed concrete as per standard design | 250 mm diameter S.W. pipe | Metre | 1098.44
Drainage | 19.3.6 | Providing and laying cement concrete 1:5:10 (1 cement: 5 coarse sand: 10 graded stone aggregate 40 mm nominal size) upto haunches of S.W. pipes including bed concrete as per standard design | 300 mm diameter S.W. pipe | Metre | 1208.28
Drainage | 19.5.1 | Dismantling of old S.W. pipes including breaking of joints and bed concrete stacking of useful materials near the site within 50 m lead and disposal of unserviceable materials into municipal dumps | 100 mm diameter | Metre | 71.95
Drainage | 19.5.2 | Dismantling of old S.W. pipes including breaking of joints and bed concrete stacking of useful materials near the site within 50 m lead and disposal of unserviceable materials into municipal dumps | 150 mm diameter | Metre | 79.57
Drainage | 19.5.3 | Dismantling of old S.W. pipes including breaking of joints and bed concrete stacking of useful materials near the site within 50 m lead and disposal of unserviceable materials into municipal dumps | 200 mm diameter | Metre | 84.65
Drainage | 19.5.4 | Dismantling of old S.W. pipes including breaking of joints and bed concrete stacking of useful materials near the site within 50 m lead and disposal of unserviceable materials into municipal dumps | 250 mm diameter | Metre | 89.73
Drainage | 19.5.5 | Dismantling of old S.W. pipes including breaking of joints and bed concrete stacking of useful materials near the site within 50 m lead and disposal of unserviceable materials into municipal dumps | 300 mm diameter | Metre | 94.8
Drainage | 19.5.6 | Dismantling of old S.W. pipes including breaking of joints and bed concrete stacking of useful materials near the site within 50 m lead and disposal of unserviceable materials into municipal dumps | 350 mm diameter | Metre | 109.19
Drainage | 19.5.7 | Dismantling of old S.W. pipes including breaking of joints and bed concrete stacking of useful materials near the site within 50 m lead and disposal of unserviceable materials into municipal dumps | 400 mm diameter | Metre | 119.35
Drainage | 19.5.8 | Dismantling of old S.W. pipes including breaking of joints and bed concrete stacking of useful materials near the site within 50 m lead and disposal of unserviceable materials into municipal dumps | 450 mm diameter | Metre | 124.43
Drainage | 19.6.1 | Providing and laying non-pressure NP2 class (light duty) R.C.C. pipes with collars jointed with stiff mixture of cement mortar in the proportion of 1:2 (1 cement: 2 fine sand) including testing of joints etc. complete | 100 mm dia. R.C.C. pipe | Metre | 727.4
Drainage | 19.6.2 | Providing and laying non-pressure NP2 class (light duty) R.C.C. pipes with collars jointed with stiff mixture of cement mortar in the proportion of 1:2 (1 cement: 2 fine sand) including testing of joints etc. complete | 150mm dia. R.C.C. pipe | Metre | 678.88
Drainage | 19.6.3 | Providing and laying non-pressure NP2 class (light duty) R.C.C. pipes with collars jointed with stiff mixture of cement mortar in the proportion of 1:2 (1 cement: 2 fine sand) including testing of joints etc. complete | 250 mm dia. R.C.C. pipe | Metre | 923.44
Drainage | 19.6.4 | Providing and laying non-pressure NP2 class (light duty) R.C.C. pipes with collars jointed with stiff mixture of cement mortar in the proportion of 1:2 (1 cement: 2 fine sand) including testing of joints etc. complete | 300 mm dia. R.C.C. pipe | Metre | 1038.08
Drainage | 19.6.5 | Providing and laying non-pressure NP2 class (light duty) R.C.C. pipes with collars jointed with stiff mixture of cement mortar in the proportion of 1:2 (1 cement: 2 fine sand) including testing of joints etc. complete | 450 mm dia. R.C.C. pipe | Metre | 1690.28
Drainage | 19.6.6 | Providing and laying non-pressure NP2 class (light duty) R.C.C. pipes with collars jointed with stiff mixture of cement mortar in the proportion of 1:2 (1 cement: 2 fine sand) including testing of joints etc. complete | 500 mm dia. R.C.C. pipe | Metre | 2008.09
Drainage | 19.6.7 | Providing and laying non-pressure NP2 class (light duty) R.C.C. pipes with collars jointed with stiff mixture of cement mortar in the proportion of 1:2 (1 cement: 2 fine sand) including testing of joints etc. complete | 600 mm dia. R.C.C. pipe | Metre | 2335.6
Drainage | 19.6.8 | Providing and laying non-pressure NP2 class (light duty) R.C.C. pipes with collars jointed with stiff mixture of cement mortar in the proportion of 1:2 (1 cement: 2 fine sand) including testing of joints etc. complete | 700 mm dia. R.C.C. pipe | Metre | 3179.38
Drainage | 19.6.9 | Providing and laying non-pressure NP2 class (light duty) R.C.C. pipes with collars jointed with stiff mixture of cement mortar in the proportion of 1:2 (1 cement: 2 fine sand) including testing of joints etc. complete | 800 mm dia. R.C.C. pipe | Metre | 3660.04
Drainage | 19.6.10 | Providing and laying non-pressure NP2 class (light duty) R.C.C. pipes with collars jointed with stiff mixture of cement mortar in the proportion of 1:2 (1 cement: 2 fine sand) including testing of joints etc. complete | 900 mm dia. R.C.C. pipe | Metre | 5024.77
Drainage | 19.6.11 | Providing and laying non-pressure NP2 class (light duty) R.C.C. pipes with collars jointed with stiff mixture of cement mortar in the proportion of 1:2 (1 cement: 2 fine sand) including testing of joints etc. complete | 1000 mm dia. R.C.C. pipe | Metre | 5800.7
Drainage | 19.6.12 | Providing and laying non-pressure NP2 class (light duty) R.C.C. pipes with collars jointed with stiff mixture of cement mortar in the proportion of 1:2 (1 cement: 2 fine sand) including testing of joints etc. complete | 1100 mm dia. R.C.C. pipe | Metre | 6509.21
Drainage | 19.6.13 | Providing and laying non-pressure NP2 class (light duty) R.C.C. pipes with collars jointed with stiff mixture of cement mortar in the proportion of 1:2 (1 cement: 2 fine sand) including testing of joints etc. complete | 1200 mm dia. R.C.C. pipe | Metre | 7299.92
Drainage | 19.16 | Providing orange colour safety foot rest of minimum 6 mm thick plastic encapsulated as per IS: 10910 on 12mm dia steel bar conforming to IS: 1786 having minimum cross section as 23 mmx25mm and over all minimum length 263 mm and width as 165mm with minimum 112 mm space between protruded legs having 2 mm tread on top surface by ribbing or chequering besides necessary and adequate anchoring projections on tail length on 138 mm as perstandard drawing and suitable to with stand the bend test and chemical resistance test as per specifications and having manufacture’s permanent identification mark to be visible even after fixing, including fixing in manholes with 30x20x15 cm cement concrete block 1:3:6 (1 cement: 3 coarse sand: 6 graded stone aggregate 20 mm nominal size) complete as per design |  | Each | 581.35
Drainage | 19.18.1 | Supplying and fixing C.I. cover without frame for manholes | 455x610 mm rectangular C.I. cover (light duty)the weight of the cover to be not less than 23 kg | Each | 2094.21
Drainage | 19.18.2 | Supplying and fixing C.I. cover without frame for manholes | 500 mm diameter C.I. cover (medium duty) the weight of the cover to be not less than 58 kg | Each | 6624.43
Drainage | 19.18.3 | Supplying and fixing C.I. cover without frame for manholes | 560 mm diameter C.I, cover (heavy duty) the weight of the cover to be not less than 108 kg | Each | 8305.25
Drainage | 19.19.1.1 | Providing and fixing in position precast R.C.C. manhole cover and frame of required shape and approved quality — L D-2.5 | Rectangular shape 600x450mm internal dimensions | Each | 1630.31
Drainage | 19.19.1.2 | Providing and fixing in position precast R.C.C. manhole cover and frame of required shape and approved quality — L D-2.5 | Square shape 450mm internal dimensions | Each | 1442.09
Drainage | 19.19.1.3 | Providing and fixing in position precast R.C.C. manhole cover and frame of required shape and approved quality — L D-2.5 | Circular shape 450mm internal diameter | Each | 1442.09
Drainage | 19.19.2.1 | Providing and fixing in position precast R.C.C. manhole cover and frame of required shape and approved quality — MD- 10 | Square shape 450 mm internal dimension | Each | 1720.76
Drainage | 19.19.2.2 | Providing and fixing in position precast R.C.C. manhole cover and frame of required shape and approved quality — MD- 10 | Circular shape 500mm internal diameter | Each | 1454.3
Drainage | 19.19.3.1 | Providing and fixing in position precast R.C.C. manhole cover and frame of required shape and approved quality — HD-20 | Circular shape 560 mm internal diameter | Each | 2066.18
Drainage | 19.19.4.1 | Providing and fixing in position precast R.C.C. manhole cover and frame of required shape and approved quality — EHD - 35 | Circular shape 560 mm internal dia | Each | 2606.07
Drainage | 19.20 | Supplying and fixing C.I. cover 300x300 mm without frame for gully trap (standard pattern) the weight of cover to be not less than 4.5 kg |  | Each | 875.31
Drainage | 19.21.1 | Making connection of drain or sewer line with existing manhole including breaking into and making good the walls, floors with cement concrete 1:2:4 mix (1 cement: 2 coarse sand: 4 graded stone aggregate 20 mm nominal size) cement plastered on both sides with cement mortar 1:3 (1 cement: 3 coarse sand) finished with a floating coat of neat cement and making necessary channels for the drain etc. complete | For pipes 100 to 250 mm diameter | Each | 798.12
Drainage | 19.21.2 | Making connection of drain or sewer line with existing manhole including breaking into and making good the walls, floors with cement concrete 1:2:4 mix (1 cement: 2 coarse sand: 4 graded stone aggregate 20 mm nominal size) cement plastered on both sides with cement mortar 1:3 (1 cement: 3 coarse sand) finished with a floating coat of neat cement and making necessary channels for the drain etc. complete | For pipes 250 to 300 mm diameter | Each | 928.91
Drainage | 19.21.3 | Making connection of drain or sewer line with existing manhole including breaking into and making good the walls, floors with cement concrete 1:2:4 mix (1 cement: 2 coarse sand: 4 graded stone aggregate 20 mm nominal size) cement plastered on both sides with cement mortar 1:3 (1 cement: 3 coarse sand) finished with a floating coat of neat cement and making necessary channels for the drain etc. complete | For pipes 350 to 450 mm diameter | Each | 1349.87
Drainage | 19.33 | Constructing soak pit 1.20x1.20x1.20 m filled with brickbats including S.W. drain pipe 100 mm diameter and 1.20 m long complete as per standard design |  | Each | 3633.03
Drainage | 19.34.1 | Providing and fixing S.W. intercepting trap in manholes with stiff mixture of cement mortar 1:1 (1cement: 1 fine sand) including testing of joints etc. complete | 100 mm dia | Each | 508.77
Drainage | 19.34.2 | Providing and fixing S.W. intercepting trap in manholes with stiff mixture of cement mortar 1:1 (1cement: 1 fine sand) including testing of joints etc. complete | 150 mm dia | Each | 671.57
Drainage | 19.35.1 | Providing and laying Non Pressure NP-3 class (Medium duty) R.C.C. pipes including collars/spigot jointed with stiff mixture of cement mortar in the proportion of 1:2 (1 cement: 2 fine sand) including testing of joints etc. complete | 450 mm dia. R.C.C. pipe | Metre | 2695.67
Drainage | 19.35.2 | Providing and laying Non Pressure NP-3 class (Medium duty) R.C.C. pipes including collars/spigot jointed with stiff mixture of cement mortar in the proportion of 1:2 (1 cement: 2 fine sand) including testing of joints etc. complete | 600 mm dia. R.C.C. pipes | Metre | 3198.41
Drainage | 19.35.3 | Providing and laying Non Pressure NP-3 class (Medium duty) R.C.C. pipes including collars/spigot jointed with stiff mixture of cement mortar in the proportion of 1:2 (1 cement: 2 fine sand) including testing of joints etc. complete | 900 mm dia RCC pipes | Metre | 5005.31
Drainage | 19.35.4 | Providing and laying Non Pressure NP-3 class (Medium duty) R.C.C. pipes including collars/spigot jointed with stiff mixture of cement mortar in the proportion of 1:2 (1 cement: 2 fine sand) including testing of joints etc. complete | 1000 mm dia RCC pipes. (Laying by manual/ machanical means) | Metre | 5887.74
Drainage | 19.35.5 | Providing and laying Non Pressure NP-3 class (Medium duty) R.C.C. pipes including collars/spigot jointed with stiff mixture of cement mortar in the proportion of 1:2 (1 cement: 2 fine sand) including testing of joints etc. complete | 1200 mm dia RCC pipes. (Laying by manual/ machanical means) | Metre | 9243.17
Drainage | 19.35.6 | Providing and laying Non Pressure NP-3 class (Medium duty) R.C.C. pipes including collars/spigot jointed with stiff mixture of cement mortar in the proportion of 1:2 (1 cement: 2 fine sand) including testing of joints etc. complete | 1800 mm dia RCC pipes. (Laying by manual/ machenical means) | Metre | 16738.97
Drainage | 19.36.1 | Providing and laying Non Pressure NP-4 class (Heavy duty) R.C.C. pipes including collars/spigot jointed with stiff mixture of cement mortar in the proportion of 1:2 (1 cement: 2 fine sand) including testing of joints etc. complete | 450 mm dia RCC pipes | Metre | 3129.29
Drainage | 19.36.2 | Providing and laying Non Pressure NP-4 class (Heavy duty) R.C.C. pipes including collars/spigot jointed with stiff mixture of cement mortar in the proportion of 1:2 (1 cement: 2 fine sand) including testing of joints etc. complete | 600 mm dia RCC pipes | Metre | 4225.69
Drainage | 19.36.3 | Providing and laying Non Pressure NP-4 class (Heavy duty) R.C.C. pipes including collars/spigot jointed with stiff mixture of cement mortar in the proportion of 1:2 (1 cement: 2 fine sand) including testing of joints etc. complete | 900 mm dia RCC pipes | Metre | 7723.12
Drainage | 19.36.4 | Providing and laying Non Pressure NP-4 class (Heavy duty) R.C.C. pipes including collars/spigot jointed with stiff mixture of cement mortar in the proportion of 1:2 (1 cement: 2 fine sand) including testing of joints etc. complete | 1000 mm dia RCC pipes. (Laying by manual/ machanical means) | Metre | 9592.29
Drainage | 19.36.5 | Providing and laying Non Pressure NP-4 class (Heavy duty) R.C.C. pipes including collars/spigot jointed with stiff mixture of cement mortar in the proportion of 1:2 (1 cement: 2 fine sand) including testing of joints etc. complete | 1200 mm dia RCC pipes. (Laying by manual/ machanical means) | Metre | 11465.9
Drainage | 19.36.6 | Providing and laying Non Pressure NP-4 class (Heavy duty) R.C.C. pipes including collars/spigot jointed with stiff mixture of cement mortar in the proportion of 1:2 (1 cement: 2 fine sand) including testing of joints etc. complete | 1800 mm dia RCC pipes. (Laying by manual/ machanical means) | Metre | 23499.34
Pile Work | 20.1.1 | Providing, driving and installing driven cast-in-situ reinforced cement concrete piles of specified diametre and length below the pile cap M 25 in cement concrete, to carry safe working load not less than specified, excluding the cost of steel reinforcement but including the cost of shoe and the length of pile to be embedded in the pile cap etc. all complete. (Length of pile for payment shall be measured from top of shoe to the bottom of pile cap) | 400 mm dia piles | Metre | 2933.24
Pile Work | 20.1.2 | Providing, driving and installing driven cast-in-situ reinforced cement concrete piles of specified diametre and length below the pile cap M 25 in cement concrete, to carry safe working load not less than specified, excluding the cost of steel reinforcement but including the cost of shoe and the length of pile to be embedded in the pile cap etc. all complete. (Length of pile for payment shall be measured from top of shoe to the bottom of pile cap) | 450 mm dia piles | Metre | 3620.78
Pile Work | 20.1.3 | Providing, driving and installing driven cast-in-situ reinforced cement concrete piles of specified diametre and length below the pile cap M 25 in cement concrete, to carry safe working load not less than specified, excluding the cost of steel reinforcement but including the cost of shoe and the length of pile to be embedded in the pile cap etc. all complete. (Length of pile for payment shall be measured from top of shoe to the bottom of pile cap) | 500 mm dia piles | Metre | 4399.96
Pile Work | 20.1.4 | Providing, driving and installing driven cast-in-situ reinforced cement concrete piles of specified diametre and length below the pile cap M 25 in cement concrete, to carry safe working load not less than specified, excluding the cost of steel reinforcement but including the cost of shoe and the length of pile to be embedded in the pile cap etc. all complete. (Length of pile for payment shall be measured from top of shoe to the bottom of pile cap) | 550 mm dia piles | Metre | 4828.36
Pile Work | 20.1.5 | Providing, driving and installing driven cast-in-situ reinforced cement concrete piles of specified diametre and length below the pile cap M 25 in cement concrete, to carry safe working load not less than specified, excluding the cost of steel reinforcement but including the cost of shoe and the length of pile to be embedded in the pile cap etc. all complete. (Length of pile for payment shall be measured from top of shoe to the bottom of pile cap) | 750 mm dia piles | Metre | 8306.92
Pile Work | 20.1.6 | Providing, driving and installing driven cast-in-situ reinforced cement concrete piles of specified diametre and length below the pile cap M 25 in cement concrete, to carry safe working load not less than specified, excluding the cost of steel reinforcement but including the cost of shoe and the length of pile to be embedded in the pile cap etc. all complete. (Length of pile for payment shall be measured from top of shoe to the bottom of pile cap) | 1000 mm dia piles | Metre | 13908.65
Pile Work | 20.1.7 | Providing, driving and installing driven cast-in-situ reinforced cement concrete piles of specified diametre and length below the pile cap M 25 in cement concrete, to carry safe working load not less than specified, excluding the cost of steel reinforcement but including the cost of shoe and the length of pile to be embedded in the pile cap etc. all complete. (Length of pile for payment shall be measured from top of shoe to the bottom of pile cap) | 1200 mm dia piles | Metre | 18236.98
Pile Work | 20.1.8 | Providing, driving and installing driven cast-in-situ reinforced cement concrete piles of specified diametre and length below the pile cap M 25 in cement concrete, to carry safe working load not less than specified, excluding the cost of steel reinforcement but including the cost of shoe and the length of pile to be embedded in the pile cap etc. all complete. (Length of pile for payment shall be measured from top of shoe to the bottom of pile cap) | 1500 mm dia piles | Metre | 26128.38
Pile Work | 20.2.1 | Boring, providing and installing bored cast-in-situ reinforced cement concrete pile of specified diametre and length below the pile cap M 25 in cement concrete, to carry a safe working load not less than specified, excluding the cost of steel reinforcement but including the cost of boring with, bentonite solution and temporary casing of appropriate length for setting out and removal of same and the length of the pile to be embedded in the pile cap etc. all complete, including removal of excavated earth with all lifts and leads (Length of pile for payment shall be measured upto bottom of pile cap) | 300 mm dia piles | Metre | 1421.54
Pile Work | 20.2.2 | Boring, providing and installing bored cast-in-situ reinforced cement concrete pile of specified diametre and length below the pile cap M 25 in cement concrete, to carry a safe working load not less than specified, excluding the cost of steel reinforcement but including the cost of boring with, bentonite solution and temporary casing of appropriate length for setting out and removal of same and the length of the pile to be embedded in the pile cap etc. all complete, including removal of excavated earth with all lifts and leads (Length of pile for payment shall be measured upto bottom of pile cap) | 450 mm dia piles | Metre | 2452.48
Pile Work | 20.2.3 | Boring, providing and installing bored cast-in-situ reinforced cement concrete pile of specified diametre and length below the pile cap M 25 in cement concrete, to carry a safe working load not less than specified, excluding the cost of steel reinforcement but including the cost of boring with, bentonite solution and temporary casing of appropriate length for setting out and removal of same and the length of the pile to be embedded in the pile cap etc. all complete, including removal of excavated earth with all lifts and leads (Length of pile for payment shall be measured upto bottom of pile cap) | 500 mm dia piles | Metre | 3084.12
Pile Work | 20.2.4 | Boring, providing and installing bored cast-in-situ reinforced cement concrete pile of specified diametre and length below the pile cap M 25 in cement concrete, to carry a safe working load not less than specified, excluding the cost of steel reinforcement but including the cost of boring with, bentonite solution and temporary casing of appropriate length for setting out and removal of same and the length of the pile to be embedded in the pile cap etc. all complete, including removal of excavated earth with all lifts and leads (Length of pile for payment shall be measured upto bottom of pile cap) | 550 mm dia. piles | Metre | 3299.53
Pile Work | 20.2.5 | Boring, providing and installing bored cast-in-situ reinforced cement concrete pile of specified diametre and length below the pile cap M 25 in cement concrete, to carry a safe working load not less than specified, excluding the cost of steel reinforcement but including the cost of boring with, bentonite solution and temporary casing of appropriate length for setting out and removal of same and the length of the pile to be embedded in the pile cap etc. all complete, including removal of excavated earth with all lifts and leads (Length of pile for payment shall be measured upto bottom of pile cap) | 600 mm dia piles | Metre | 4007.23
Pile Work | 20.2.6 | Boring, providing and installing bored cast-in-situ reinforced cement concrete pile of specified diametre and length below the pile cap M 25 in cement concrete, to carry a safe working load not less than specified, excluding the cost of steel reinforcement but including the cost of boring with, bentonite solution and temporary casing of appropriate length for setting out and removal of same and the length of the pile to be embedded in the pile cap etc. all complete, including removal of excavated earth with all lifts and leads (Length of pile for payment shall be measured upto bottom of pile cap) | 750 mm dia piles | Metre | 6167.66
Pile Work | 20.2.7 | Boring, providing and installing bored cast-in-situ reinforced cement concrete pile of specified diametre and length below the pile cap M 25 in cement concrete, to carry a safe working load not less than specified, excluding the cost of steel reinforcement but including the cost of boring with, bentonite solution and temporary casing of appropriate length for setting out and removal of same and the length of the pile to be embedded in the pile cap etc. all complete, including removal of excavated earth with all lifts and leads (Length of pile for payment shall be measured upto bottom of pile cap) | 1000 mm dia piles | Metre | 10908.28
Pile Work | 20.2.8 | Boring, providing and installing bored cast-in-situ reinforced cement concrete pile of specified diametre and length below the pile cap M 25 in cement concrete, to carry a safe working load not less than specified, excluding the cost of steel reinforcement but including the cost of boring with, bentonite solution and temporary casing of appropriate length for setting out and removal of same and the length of the pile to be embedded in the pile cap etc. all complete, including removal of excavated earth with all lifts and leads (Length of pile for payment shall be measured upto bottom of pile cap) | 1200 mm dia piles | Metre | 15332
Pile Work | 20.2.9 | Boring, providing and installing bored cast-in-situ reinforced cement concrete pile of specified diametre and length below the pile cap M 25 in cement concrete, to carry a safe working load not less than specified, excluding the cost of steel reinforcement but including the cost of boring with, bentonite solution and temporary casing of appropriate length for setting out and removal of same and the length of the pile to be embedded in the pile cap etc. all complete, including removal of excavated earth with all lifts and leads (Length of pile for payment shall be measured upto bottom of pile cap) | 1500 mm dia piles | Metre | 22967.53
Pile Work | 20.3.1 | Boring, Providing and installing cast in situ single under reamed piles of specified diametre and length below pile cap in M 25 cement concrete, to carry a safe working load not less than specified, excluding the cost of steel reinforcement but including the cost of boring with bentonite solution and the length of the pile to be embedded in pile cap etc. all complete. (Length of pile for payment shall be measured upto the bottom of pile cap) | 300 mm dia piles | Metre | 3103.41
Pile Work | 20.3.2 | Boring, Providing and installing cast in situ single under reamed piles of specified diametre and length below pile cap in M 25 cement concrete, to carry a safe working load not less than specified, excluding the cost of steel reinforcement but including the cost of boring with bentonite solution and the length of the pile to be embedded in pile cap etc. all complete. (Length of pile for payment shall be measured upto the bottom of pile cap) | 400 mm dia piles | Metre | 3881.26
Pile Work | 20.3.3 | Boring, Providing and installing cast in situ single under reamed piles of specified diametre and length below pile cap in M 25 cement concrete, to carry a safe working load not less than specified, excluding the cost of steel reinforcement but including the cost of boring with bentonite solution and the length of the pile to be embedded in pile cap etc. all complete. (Length of pile for payment shall be measured upto the bottom of pile cap) | 450 mm dia piles | Metre | 4346.1
Pile Work | 20.3.4 | Boring, Providing and installing cast in situ single under reamed piles of specified diametre and length below pile cap in M 25 cement concrete, to carry a safe working load not less than specified, excluding the cost of steel reinforcement but including the cost of boring with bentonite solution and the length of the pile to be embedded in pile cap etc. all complete. (Length of pile for payment shall be measured upto the bottom of pile cap) | 550 mm dia piles | Metre | 4906.49
Pile Work | 20.4.1 | Extra over item No. 20.3 for providing additional bulb in under reamed piles, under specified diametre (Only the quantity of extra bulbs are to be paid) | 300mm dia piles | Each | 2384.03
Pile Work | 20.4.2 | Extra over item No. 20.3 for providing additional bulb in under reamed piles, under specified diametre (Only the quantity of extra bulbs are to be paid) | 400mm dia piles | Each | 2733.34
Pile Work | 20.4.3 | Extra over item No. 20.3 for providing additional bulb in under reamed piles, under specified diametre (Only the quantity of extra bulbs are to be paid) | 450 mm dia piles | Each | 2943.95
Pile Work | 20.4.4 | Extra over item No. 20.3 for providing additional bulb in under reamed piles, under specified diametre (Only the quantity of extra bulbs are to be paid) | 550 mm dia piles | Each | 3250.84
Pile Work | 20.5.1 | Providing, driving and installing driven Pre-cast reinforced cement concrete piles of specified diametre and length below the pile cap in M 25 cement concrete to carry safe working load not less than specified. With a central through preformed hole with M.S. black pipe of dia 40mm for grouting with cement sand grouting of mix 1:2(1 cement: 2 coarse sand) under sufficient positive pressure to ensure complete filling including centring, shuttering, driving and removing the steel casing pipe and lifting casing etc. complete but excluding the cost of steel reinforcement. (Length of pile for payment shall be measured from top of the shoe to the bottom of pile cap) | 400 mm dia piles | Metre | 4142.82
Pile Work | 20.5.2 | Providing, driving and installing driven Pre-cast reinforced cement concrete piles of specified diametre and length below the pile cap in M 25 cement concrete to carry safe working load not less than specified. With a central through preformed hole with M.S. black pipe of dia 40mm for grouting with cement sand grouting of mix 1:2(1 cement: 2 coarse sand) under sufficient positive pressure to ensure complete filling including centring, shuttering, driving and removing the steel casing pipe and lifting casing etc. complete but excluding the cost of steel reinforcement. (Length of pile for payment shall be measured from top of the shoe to the bottom of pile cap) | 450 mm dia piles | Metre | 5178.21
Pile Work | 20.5.3 | Providing, driving and installing driven Pre-cast reinforced cement concrete piles of specified diametre and length below the pile cap in M 25 cement concrete to carry safe working load not less than specified. With a central through preformed hole with M.S. black pipe of dia 40mm for grouting with cement sand grouting of mix 1:2(1 cement: 2 coarse sand) under sufficient positive pressure to ensure complete filling including centring, shuttering, driving and removing the steel casing pipe and lifting casing etc. complete but excluding the cost of steel reinforcement. (Length of pile for payment shall be measured from top of the shoe to the bottom of pile cap) | 500 mm dia piles | Metre | 5505.31
Pile Work | 20.5.4 | Providing, driving and installing driven Pre-cast reinforced cement concrete piles of specified diametre and length below the pile cap in M 25 cement concrete to carry safe working load not less than specified. With a central through preformed hole with M.S. black pipe of dia 40mm for grouting with cement sand grouting of mix 1:2(1 cement: 2 coarse sand) under sufficient positive pressure to ensure complete filling including centring, shuttering, driving and removing the steel casing pipe and lifting casing etc. complete but excluding the cost of steel reinforcement. (Length of pile for payment shall be measured from top of the shoe to the bottom of pile cap) | 550 mm dia piles | Metre | 6299.69
Pile Work | 20.5.5 | Providing, driving and installing driven Pre-cast reinforced cement concrete piles of specified diametre and length below the pile cap in M 25 cement concrete to carry safe working load not less than specified. With a central through preformed hole with M.S. black pipe of dia 40mm for grouting with cement sand grouting of mix 1:2(1 cement: 2 coarse sand) under sufficient positive pressure to ensure complete filling including centring, shuttering, driving and removing the steel casing pipe and lifting casing etc. complete but excluding the cost of steel reinforcement. (Length of pile for payment shall be measured from top of the shoe to the bottom of pile cap) | 750 mm dia piles | Metre | 12202.17
Pile Work | 20.5.6 | Providing, driving and installing driven Pre-cast reinforced cement concrete piles of specified diametre and length below the pile cap in M 25 cement concrete to carry safe working load not less than specified. With a central through preformed hole with M.S. black pipe of dia 40mm for grouting with cement sand grouting of mix 1:2(1 cement: 2 coarse sand) under sufficient positive pressure to ensure complete filling including centring, shuttering, driving and removing the steel casing pipe and lifting casing etc. complete but excluding the cost of steel reinforcement. (Length of pile for payment shall be measured from top of the shoe to the bottom of pile cap) | 1000 mm dia piles | Metre | 16843.28
Aluminium Work | 21.1.1.1 | Providing and fixing aluminium work for doors, windows, ventilators and partitions with extruded built up standard tubular sections/ appropriate Z sections and other sections of approved make conforming to IS: 733 and IS: 1285, fixed with rawl plugs and screws or with fixing clips, or with expansion hold fasteners including necessary filling up of gaps at junctions, at top, bottom and sides with required PVC/neoprene felt etc. Aluminium sections shall be smooth, rust free, straight, mitred and jointed mechanically wherever required including cleat angle, Aluminium snap beading for glazing / panelling, C.P. brass / stainless steel screws, all complete as per architectural drawings and the directions of Engineer-in-charge. (Glazing and panelling to be paid for separately) — For fixed portion | Anodised aluminium (anodised transparent or dyed to required shade according to IS: 1868, Minimum anodic coating of grade AC 15) | KG | 677.74
Aluminium Work | 21.1.1.2 | Providing and fixing aluminium work for doors, windows, ventilators and partitions with extruded built up standard tubular sections/ appropriate Z sections and other sections of approved make conforming to IS: 733 and IS: 1285, fixed with rawl plugs and screws or with fixing clips, or with expansion hold fasteners including necessary filling up of gaps at junctions, at top, bottom and sides with required PVC/neoprene felt etc. Aluminium sections shall be smooth, rust free, straight, mitred and jointed mechanically wherever required including cleat angle, Aluminium snap beading for glazing / panelling, C.P. brass / stainless steel screws, all complete as per architectural drawings and the directions of Engineer-in-charge. (Glazing and panelling to be paid for separately) — For fixed portion | Powder coated aluminium (minimum thickness of powder coating 50 micron) | KG | 601.92
Aluminium Work | 21.1.1.3 | Providing and fixing aluminium work for doors, windows, ventilators and partitions with extruded built up standard tubular sections/ appropriate Z sections and other sections of approved make conforming to IS: 733 and IS: 1285, fixed with rawl plugs and screws or with fixing clips, or with expansion hold fasteners including necessary filling up of gaps at junctions, at top, bottom and sides with required PVC/neoprene felt etc. Aluminium sections shall be smooth, rust free, straight, mitred and jointed mechanically wherever required including cleat angle, Aluminium snap beading for glazing / panelling, C.P. brass / stainless steel screws, all complete as per architectural drawings and the directions of Engineer-in-charge. (Glazing and panelling to be paid for separately) — For fixed portion | Polyester powder coated aluminium (minimum thickness of polyester powder coating 50 micron) | KG | 611.77
Aluminium Work | 21.1.2.1 | Providing and fixing aluminium work for doors, windows, ventilators and partitions with extruded built up standard tubular sections/ appropriate Z sections and other sections of approved make conforming to IS: 733 and IS: 1285, fixed with rawl plugs and screws or with fixing clips, or with expansion hold fasteners including necessary filling up of gaps at junctions, at top, bottom and sides with required PVC/neoprene felt etc. Aluminium sections shall be smooth, rust free, straight, mitred and jointed mechanically wherever required including cleat angle, Aluminium snap beading for glazing / panelling, C.P. brass / stainless steel screws, all complete as per architectural drawings and the directions of Engineer-in-charge. (Glazing and panelling to be paid for separately) — For shutters of doors, windows & ventilators including providing and fixing hinges/ pivots and making provision for fixing of fittings wherever required including the cost of EPDM rubber / neoprene gasket required (Fittings shall be paid for separately) | Anodised aluminium (anodised transparent or dyed to required shade according to IS: 1868, Minimum anodic coating of grade AC 15) | KG | 676.09
Aluminium Work | 21.1.2.2 | Providing and fixing aluminium work for doors, windows, ventilators and partitions with extruded built up standard tubular sections/ appropriate Z sections and other sections of approved make conforming to IS: 733 and IS: 1285, fixed with rawl plugs and screws or with fixing clips, or with expansion hold fasteners including necessary filling up of gaps at junctions, at top, bottom and sides with required PVC/neoprene felt etc. Aluminium sections shall be smooth, rust free, straight, mitred and jointed mechanically wherever required including cleat angle, Aluminium snap beading for glazing / panelling, C.P. brass / stainless steel screws, all complete as per architectural drawings and the directions of Engineer-in-charge. (Glazing and panelling to be paid for separately) — For shutters of doors, windows & ventilators including providing and fixing hinges/ pivots and making provision for fixing of fittings wherever required including the cost of EPDM rubber / neoprene gasket required (Fittings shall be paid for separately) | Powder coated aluminium (minimum thickness of powder coating 50 micron) | KG | 714.64
Aluminium Work | 21.1.2.3 | Providing and fixing aluminium work for doors, windows, ventilators and partitions with extruded built up standard tubular sections/ appropriate Z sections and other sections of approved make conforming to IS: 733 and IS: 1285, fixed with rawl plugs and screws or with fixing clips, or with expansion hold fasteners including necessary filling up of gaps at junctions, at top, bottom and sides with required PVC/neoprene felt etc. Aluminium sections shall be smooth, rust free, straight, mitred and jointed mechanically wherever required including cleat angle, Aluminium snap beading for glazing / panelling, C.P. brass / stainless steel screws, all complete as per architectural drawings and the directions of Engineer-in-charge. (Glazing and panelling to be paid for separately) — For shutters of doors, windows & ventilators including providing and fixing hinges/ pivots and making provision for fixing of fittings wherever required including the cost of EPDM rubber / neoprene gasket required (Fittings shall be paid for separately) | Polyester powder coated aluminium (minimum thickness of polyester powder coating 50 micron) | KG | 724.7
Aluminium Work | 21.2.1 | Providing and fixing 12mm thick prelaminated particle board flat pressed three layer or graded wood particle board conforming to IS: 12823 Grade 1 Type II in panelling fixed in aluminium doors, windows shutters and partition frames with C.P. brass / stainless steel screws etc. complete as per architectural drawings and directions of engineer-in-charge | Pre-laminated particle board with decorative lamination on one side and balancing lamination on other side | Sqm | 1120.86
Aluminium Work | 21.2.2 | Providing and fixing 12mm thick prelaminated particle board flat pressed three layer or graded wood particle board conforming to IS: 12823 Grade 1 Type II in panelling fixed in aluminium doors, windows shutters and partition frames with C.P. brass / stainless steel screws etc. complete as per architectural drawings and directions of engineer-in-charge | Prelaminated particle board with decorative lamination on both sides | Sqm | 1232.89
Aluminium Work | 21.5 | Providing and fixing powder coated aluminium work (minimum thickness of powder coating 50 micron) consisting of tee/ angle sections, of approved make conforming to IS: 733 in frames of false ceiling including aluminium angle cleats with necessary C.P. brass/ stainless steel sunk screws, aluminium perimeter angles fixed to wall with rawl plugs @ 450 mm centre to centre and fixing the frame work to G.I. level adjusting hangers 6«mm dia. with necessary cadmium plated machine screws all complete as per approved architectural drawings and direction of the Engineer-in-charge (level adjusting hangers, ceiling cleats and expansion hold fasteners to be paid for separately) |  | KG | 822.55
Aluminium Work | 21.6 | Providing and fixing 6 mm dia. G.I. level adjusting hangers (upto 1200mm length) fixed to roof slabs by means of ceiling cleats made out of G.I. flat 40x3mm size 60mm long and expansion hold fasteners 12.5 mm dia. 40mm long complete as per direction of Engineer -in-charge |  | Each | 82.77
Aluminium Work | 21.7.1 | Providing and fixing machine moulded aluminium covering of approved pattern & design, made out of machine cut aluminium sheet and machine holed for receiving screws, over expansion joints on vertical surfaces/ceilings with full threaded, cadmium plated steel screws 4mm dia. stem, 30mm long and aluminium washers 2mm thick, 15mm dia. at a staggered pitch of 200mm centre to centre including drilling holes in the receiving surface and providing expandable plastic sleeves in holes etc. complete | Anodised aluminium sheet 2.5mm thick (anodised transparent or dyed to required shade according to IS: 1868, Minimum anodic coating of grade AC 15) | KG | 792.57
Aluminium Work | 21.7.2 | Providing and fixing machine moulded aluminium covering of approved pattern & design, made out of machine cut aluminium sheet and machine holed for receiving screws, over expansion joints on vertical surfaces/ceilings with full threaded, cadmium plated steel screws 4mm dia. stem, 30mm long and aluminium washers 2mm thick, 15mm dia. at a staggered pitch of 200mm centre to centre including drilling holes in the receiving surface and providing expandable plastic sleeves in holes etc. complete | Powder coated aluminium sheet 2.5mm thick (minimum thickness of powder coating 50 micron) | KG | 830.36
Aluminium Work | 21.9.1 | Extra for applying additional anodic coating AC 25 instead of AC 15 to aluminium extruded sections | For fixed portion | KG | 15.65
Aluminium Work | 21.9.2 | Extra for applying additional anodic coating AC 25 instead of AC 15 to aluminium extruded sections | For shutters of doors, windows & ventilators | KG | 15.65
Aluminium Work | 21.10 | Providing and fixing double glazed hermetically sealed glazing in aluminium windows, ventilators and partition etc. with 6 mm thick clear float glass both side having 12 mm air gap including providing EPDM gasket, perforated aluminium spacers, desiccants, silicon sealant (Both primary and secondary sealant) etc. as per specifications, drawings and direction of Engineer-in-charge complete |  | Sqm | 6926.91
Aluminium Work | 21.11.1 | Providing and fixing stainless steel (SS-304 grade) adjustable friction windows stays of approved quality with necessary stainless steel screws etc. to the side hung windows as per direction of Engineer-in-charge complete | 205X19mm | Each | 456.47
Aluminium Work | 21.11.2 | Providing and fixing stainless steel (SS-304 grade) adjustable friction windows stays of approved quality with necessary stainless steel screws etc. to the side hung windows as per direction of Engineer-in-charge complete | 255X19mm | Each | 408.1
Aluminium Work | 21.11.3 | Providing and fixing stainless steel (SS-304 grade) adjustable friction windows stays of approved quality with necessary stainless steel screws etc. to the side hung windows as per direction of Engineer-in-charge complete | 355X19 mm | Each | 499.15
Aluminium Work | 21.11.4 | Providing and fixing stainless steel (SS-304 grade) adjustable friction windows stays of approved quality with necessary stainless steel screws etc. to the side hung windows as per direction of Engineer-in-charge complete | 510X19mm | Each | 814.36
Aluminium Work | 21.11.5 | Providing and fixing stainless steel (SS-304 grade) adjustable friction windows stays of approved quality with necessary stainless steel screws etc. to the side hung windows as per direction of Engineer-in-charge complete | 710X19mm | Each | 1375.49
Aluminium Work | 21.12.1 | Providing and fixing aluminium tubular handle bar 32 mm outer dia, 3.0 mm thick & 2100 mm long with SS screws etc.complete as per direction of Engineer-in- Charge | Anodized (AC 15) aluminium tubular handle bar | Each | 700.88
Aluminium Work | 21.12.2 | Providing and fixing aluminium tubular handle bar 32 mm outer dia, 3.0 mm thick & 2100 mm long with SS screws etc.complete as per direction of Engineer-in- Charge | Powder coated minimum thickness 50 micron aluminium tubular handle bar | Each | 759.69
Aluminium Work | 21.12.3 | Providing and fixing aluminium tubular handle bar 32 mm outer dia, 3.0 mm thick & 2100 mm long with SS screws etc.complete as per direction of Engineer-in- Charge | Polyester powder coated minimum thickness 50 micron aluminium tubular handle bar | Each | 775.03
Aluminium Work | 21.13 | Providing and fixing 100mm brass locks (best make of approved quality) for aluminium doors including necessary cutting and making good etc. complete |  | Each | 535.37
Aluminium Work | 21.14 | Providing and fixing anodised aluminium (anodised transparent or dyed to required shade according to IS: 1868. Minimum anodic coating of grade AC 15) sub frame work for windows and ventilators with extruded built up standard tubular sections of approved make conforming to IS: 733 and IS: 1285 fixed with rawl plugs and stainless steel screws etc |  | KG | 482.95
Aluminium Work | 21.15.1 | Providing and fixing aluminium casement windows fastener of required length for aluminium windows with necessary screws etc. complete | Anodized(AC 15) aluminium | Each | 89.75
Aluminium Work | 21.15.2 | Providing and fixing aluminium casement windows fastener of required length for aluminium windows with necessary screws etc. complete | Powder coated minimum thickness 50 micron aluminium | Each | 89.75
Aluminium Work | 21.15.3 | Providing and fixing aluminium casement windows fastener of required length for aluminium windows with necessary screws etc. complete | Polyester powder coated minimum thickness 50 micron aluminium | Each | 97.58
Aluminium Work | 21.16.1 | Providing and fixing aluminium round shape handle of outer dia 100mm with SS screws etc. Complete as per direction of Engineer-in-charge | Anodized (AC 15) aluminium | Each | 105.4
Aluminium Work | 21.16.2 | Providing and fixing aluminium round shape handle of outer dia 100mm with SS screws etc. Complete as per direction of Engineer-in-charge | Powder coated minimum thickness 50 micron aluminium | Each | 113.23
Aluminium Work | 21.16.3 | Providing and fixing aluminium round shape handle of outer dia 100mm with SS screws etc. Complete as per direction of Engineer-in-charge | Polyester powder coated minimum thickness 50 micron aluminium | Each | 113.23
Aluminium Work | 21.17 | Providing and fixing anodised aluminium grill (anodised transparent or dyed to required shade according to IS: 1868 with minimum anodic coating of grade AC 15) of approved design/pattern, with approved standard section and fixed to the existing window frame with C.P. brass/ stainless steel screws @ 200 mm centre to centre, including cutting the grill to proper opening size for fixing and operation of handles and fixing approved anodised aluminium standard section around the opening, all complete as per requirement and direction of Engineerin- charge. (Only weight of grill to be measured for payment) |  | KG | 561.16
Aluminium Work | 21.18 | Providing and fixing 12 mm thick frameless toughened glass door shutter of approved brand and manufacture, including providing and fixing top & bottom pivot & double acting hydraulic floor spring type fixing arrangement and making necessary holes etc. for fixing required door fittings, all complete as per direction of Engineer-in-charge (Door handle, lock and stopper etc.to be paid separately) |  | Sqm | 5277.85
Water Proofing | 22.1.1 | Providing and laying integral cement based treatment for water proofing on horizontal surface at all depth below ground level for under ground structures as directed by Engineer-in-Charge and consisting of: (i) 1st layer of 22mm to 25mm thick approved and specified rough stone slab over a 25mm thick base of cement mortar 1:3 (1 cement: 3 coarse sand) mixed with water proofing compound conforming to IS:2645 in the recommended proportion over the levelling course (levelling course to be paid separately). Joints sealed and grouted with cement slurry mixed with water proofing compound. ii) 2nd layer of 25mm thick cement mortar 1:3 (1 cement: 3 coarse sand) mixed with water proofing compound in recommended proportions. iii) Finishing top with stone aggregate of 10mm to 12mm nominal size spreading @ 8 cudm/sqm thoroughly embedded in the 2nd layer | Using rough kota stone | Sqm | 2621.77
Water Proofing | 22.2.1 | Providing and laying integral cement based treatment for water proofing on the ver- tical surface by fixing specified stone slab 22 mm to 25mm thick with cement slurry mixed with water proofing compound conforming to IS:2645 in recommended pro- portions with a gap of 20mm (minimum) between stone slabs and the receiving sur- faces and filling the gaps with neat cement slurry mixed with water proofing com- pound and finishing the exjerior of stone slab with cement mortar 1:3 (1 cement: 3 coarse sand) 20mm thick with neat cement punning mixed with water proofing com- pound in recommended proportion complete at all levels and as directed by Engi- neer-in-charge | Using rough Kota stone | Sqm | 3139.81
Water Proofing | 22.3 | Providing and laying water proofing treatment to vertical and horizontal surfaces of depressed portions of W.C., kitchen and the like consisting of: (i) Ist course of applying cement slurry @ 4.4 Kg/sqm mixed with water proofing compound conforming to IS 2645 in recommended proportions including rounding off junction of vertical and horizontal surface. (ii) IInd course of 20mm cement plaster 1:3 (1 cement: 3 coarse sand) mixed with water proofing compound in recommended proportion including rounding off junction of vertical and horizontal surface. (iii) III rd course of applying blown or residual bitumen applied hot at 1.7 Kg. per sqm of area. (iv) IVth course of 400 micron thick PVC sheet. (Overlaps at joints of PVC sheet should be 100 mm wide and pasted to each other with bitumen @ 1.7 Kg/sqm.) |  | Sqm | 904.95
Water Proofing | 22.4.1 | Providing and Placing in position suitable PVC water stops conforming to IS: 12200 for construction/expansion joints between two RCC members and fixed to the reinforcement with binding wire before pouring concrete etc. complete | Serrated with central bulb (225mm wide, 8-11mm thick) | Metre | 330.93
Water Proofing | 22.4.2 | Providing and Placing in position suitable PVC water stops conforming to IS: 12200 for construction/expansion joints between two RCC members and fixed to the reinforcement with binding wire before pouring concrete etc. complete | Dumb bell with central bulb (180 mm wide, 8 mm thick) | Metre | 268.33
Water Proofing | 22.4.3 | Providing and Placing in position suitable PVC water stops conforming to IS: 12200 for construction/expansion joints between two RCC members and fixed to the reinforcement with binding wire before pouring concrete etc. complete | Kickers (320mm wide, 5mm thick) | Metre | 268.33
Water Proofing | 22.5 | Providing and laying water proofing treatment in sunken portion of WCs, bathroom etc., by applying cement slurry mixed with water proofing cement compound consisting of applying: (a) First layer of slurry of cement @ 0.488 kg/sqm mixed with water proofing cement compound @ 0.253 kg/sqm. This layer will be allowed to air cure for 4 hours (b) Second layer of slurry of cement @ 0.242 kg/sqm mixed with water proofing cement compound @ 0.126 kg/sqm. This layer will be allowed to air cure for 4 hours followed with water curing for 48 hours. The rate includes preparation of surface, treatment and sealing of all joints, corners, junctions of pipes and masonry with polymer mixed slurry |  | Sqm | 594.96
Water Proofing | 22.6 | Providing and laying water proofing treatment on roofs of slabs by applying cement slurry mixed with water proofing cement compound consisting of applying: (a) after surface preparation, first layer of slurry of cement @ 0.488 kg/sqm mixed with water proofing cement compound @ 0.253 kg/sqm. (b) laying second layer of Fibre glass cloth when the first layer is still green. Overlaps of joints of fibre cloth should not be less than 10 cm. (c) third layer of 1.5 mm thickness consisting of slurry of cement @ 1.289 kg/sqm mixed with water proofing cement compound @ 0.670 kg/sqm and coarse sand @ 1.289 kg/sqm. This will be allowed to air cure for 4 hours followed by water curing for 48 hours. The entire treatment will be taken upto 30cm on parapet wall and tucked into groove in parapet all around. (d) fourth and final layer of brick tiling with cement mortar (which will be paid for separately For the purpose of measurement the entire treated surface will be measured |  | Sqm | 684.4
Water Proofing | 22.8.1 | Providing and laying four courses water proofing treatment with bitumen felt over roofs consisting of first and third courses of blown bitumen 85/25 or 90/15 conforming to IS: 702 applied hot @ 1.45 Kg per square metre of area for each course, second course of roofing felt type 3 grade-I (Hessian based self finished bitumen” felt) and fourth and final course of stone grit 6mm and down size or pea- sized gravel spread at 6 cubic diameter per square metre including preparation of surface but excluding grading complete with | Bitumen felt (Hessian base) type 3 grade I conforming to IS: 1322 | Sqm | 498.61
Water Proofing | 22.9 | Providing and laying six courses water proofing treatment with bitumen felt over roofs consisting of first, third and fifth course of blown bitumen 85/25 or 90/15 conforming to IS: 702 applied hot @ 1.45, 1.20 and 1.45 Kg per square metre of area respectively, second and fourth courses of roofing felt type 3 grade I conforming to IS: 1322 (Hessian based self finished bitumen felt) conforming to IS: 1322 and sixth and final course of stone grit 6 mm and down size or pea sized gravel spread at 6 cubic dm per sqm including preparation of surface but excluding grading, complete |  | Sqm | 772.36
Water Proofing | 22.10 | Providing and laying six courses water proofing treatment with bitumen felt over roofs consisting of first, third and fifth courses of blown or / and residual bitumen applied hot at 1.45, 1.20 and 1.70 kg per square metre of area respectively, second and fourth courses of roofing felt type 2 grade I (fibre base self finished bitufnen felt) six and final courses of stone grit 6mm and down size or pea sized gravel spread at 6cu.dm per sqm including preparation of surface, excluding grading compete |  | Sqm | 881.47
Water Proofing | 22.11 | Providing and laying six courses water proofing treatment with bitumen felt over roofs consisting of first, third and fifth courses of blown or / and residual bitumen applied hot at 1.45, 1.20 and 1.70 kg per square metre of area respectively, second and fourth courses of roofing felt type 2 grade II (glass fibre base self finished bitumen felt) and sixth and final course of stone grit 6mm and down size or pea sized gravel spread at 6 cubic dm per sqm including preparation of surface but excluding grading, complete |  | Sqm | 881.47
Water Proofing | 22.12 | Supplying and applying bituminous solution primer on roof and or wall surface at 0.24 litre per sqm |  | Sqm | 60.95
Water Proofing | 22.13.1 | Deduct for omitting in water proofing treatment final course of spreading stone grit 6mm or down size or pea sized gravel | At 6 cudm per sqm | Sqm | 20.05
Water Proofing | 22.13.2 | Deduct for omitting in water proofing treatment final course of spreading stone grit 6mm or down size or pea sized gravel | At 8 cudm per sqm | Sqm | 25.12
Water Proofing | 22.14.1 | Grading roof for water proofing treatment with | Cement concrete 1:2:4 (1 cement: 2 coarse sand: 4 graded stone aggregate 20mm nominal size) | Cum | 9610.36
Water Proofing | 22.14.2 | Grading roof for water proofing treatment with | Cement mortar 1:3(1 cement: 3 coarse sand) | Cum | 18227.31
Water Proofing | 22.14.3 | Grading roof for water proofing treatment with | Cement mortar 1:4 (lcement: 4 coarse sand) | Cum | 16078.51
Water Proofing | 22.15 | Providing and laying in situ seven course water proofing treatment with APP (Atactic poly-propylene) modified Polymeric membrane over roof consisting of first coat of bitumen primer @ 0.40Kg per sqm, 2nd, 4th & 6th courses of bonding material @1.20 Kg/sqm, which shall consist of blown type bitumen of grade 85/25 conforming to IS: 702, 3rd and 5th layers of roofing membrane APP modified Polymeric membrane 1.5mm thick of 2.25 Kg/sqm weight consisting of five layers prefabricated with centre core as 20micron HMHDPE film sandwitched on both sides with polymeric mix and the polymeric mix is protected on both side with 20micron HMHDPE film. 7th, the top most layer shall be finished with brick tiles of class designation 100 grouted with cement mortar 1:3 (lcement:3 fine sand) mixed with 2% integral water proofing compound by weight of cement over a 12mm layer of cement mortar 1:3 (1 cement: 3 fine sand) and finished neat which shall be paid for separately as per DSR Item No. 12.19 |  | Sqm | 730.3
Water Proofing | 22.16 | Providing and laying in situ five course water proofing treatment with APP (Atactic Polypropylene) modified Polymeric membrane over roof consisting of first coat of bitumen primer @ 0.40Kg per sqm, 2nd & 4th courses of bonding material @ 1.20 Kg/sqm, which shall consist of blown type bitumen of grade 85/25 conforming to IS: 702, 3rd layer of roofing membrane APP modified Polymeric membrane 2.0mm thick of 3.00 Kg/sqm weight consisting of five layers prefabricated with centre core as lOOmicron HMHDPE film sandwitched on both sides with polymeric mix and the polymeric mix is protected on both side with 20micron HMHDPE film. 5th, the top most layer shall be finished with brick tiles of class designation 100 grouted with cement mortar 1:3 (1 cement: 3 fine sand) mixed with 2% integral water proofing compound by weight of cement over a 12mm layer of cement mortar 1:3 (1 cement: 3 fine sand) and finished neat which shall be paid for separately as per DSR Item No. 12.19 |  | Sqm | 541.25
Water Proofing | 22.17 | Providing and laying in situ seven course water proofing treatment with APP (Atactic Polypropylene) modified Polymeric membrane over roof consisting of first coat of bitumen primer @ 0.40Kg per sqm, 2nd, 4th & 6th courses of bonding material @ 1.20 Kg/sqm, which shall consist of blown type bitumen of grade 85/25 conforming to IS: 702, 3rd and 5th layers of roofing membrane APP modified Polymeric membrane 2.0mm thick of 3.00 Kg/sqm weight consisting of five layers prefabricated with centre core as 1 OOmicron HMHDPE film sandwitched on both sides with polymeric mix and the polymeric mix is protected on both side with 20micron HMHDPE film. 7th, the top most layer shall be finished with brick tiles of class designation 100 grouted with cement mortar 1:3 (1 cement: 3 fine sand) mixed with 2% integral water proofing compound by weight of cement over a 12 mm layer of cement mortar 1:3 (1 cement: 3 fine sand) and finished neat which shall be paid for separately as per DSR Item No. 12.19 |  | Sqm | 868.01
Water Proofing | 22.18.1 | Providing and fixing APP (Atactic Polypropylene Polymer) modified prefabricated five layer 2mm thick water proofing membrance, black finished reinforced with glass fibre matt consisting of a coat of bitumen primer for bitumen membrane @ 0.40 ltr/ sq. mt. by the same membrane manufacturer of density at 25°C, 0.87 - 0.89 kg/ ltr and viscosity 70 - 160 cps. Over the primer coat the layer of membrane shall be laid using Butane torch and sealing all joints etc., and preparing the surface complete. The vital physical and chemical parameters of the membrane shall be as under: Joint strength in longitudinal and transverse direction at 23°C as 350/300 N/ 5cm. Tear strength in longitudinal and transverse direction as 60/80N. Softening point of membrane not less than 150°C. Cold flexibility shall be upto -2°C when tested in accordance with ASTM, D - 5147. The laying of membrane shall be got done through the authorised applicator of the manufacturer of membrane | 2mm (for corrugated roof sheets) | Sqm | 489.63
Water Proofing | 22.19.1 | Providing and laying APP (Atactic Polypropylene Polymer) modified prefabricated five layer, 3mm thick water proofing membrane, black finished reinforced with glass fibre matt consisting of a coat of bitumen primer for bitumen membrane @ 0.40 ltr/ sqm. by the same membrane manufacturer of density at 25°C, 0.87 - 0.89 kg/ltr and viscosity 70 - 160 cps. Over the primer coat the layer of membrane shall be laid using butane torch and sealing all joints etc., and preparing the surface complete. The vital physical and chemical parameters of the membrane shall be as under: Joint strength in longitudinal and transverse direction at 23°C as 350/300 N/5cm. Tear strength in longitudinal and transverse direction as 60/80N. Softening point of membrane not less than 150°C. Cold flexibility shall be upto - 2°C when tested in accordance with ASTM, D - 5147. The laying of membrane shall be got done through the authorised applicator of the manufacturer of membrane | 3 mm thick | Sqm | 541.67
Water Proofing | 22.20.1 | Providing and laying APP (Atactic Polypropylene Polymer) modified prefabricated five layer 3mm thick water proofing membrane, black finished reinforced with non- woven polyester matt consisting of a coat of bitumen primer for bitumen membrane @ 0.40 ltr/sqm. by the same membrane manufacturer of density at 25°C, 0.87-0.89 kg/ltr and viscosity 70-160 cps. Over the primer coat the layer of membrane shall be laid using Butane Torch and sealing all joints etc., and preparing the surface complete. The vital physical and chemical parameters of the membrane shall be as under: Joint strength in longitudinal and transverse direction at 23°C as 650/450N/5cm. Tear strength in longitudinal and transverse direction as 300/250N. Softening point of membrane not less than 150°C. Cold flexibility shall be upto -2°C when tested in accordance with ASTM, D - 5147. The laying of membrane shall be got done through the authorised applicator of the manufacturer of membrane | 3 mm thick | Sqm | 572.97
Water Proofing | 22.21 | Extra for covering top of membrane with Geotextile, 120gsm non woven, 100% polyester of thickness 1 to 1.25mm bonded to the membrane with intermittent touch by heating the membrane by Butane Torch as per manufactures recommendation [for Item No. 25.18 to 25.20] |  | Sqm | 111.97
River and Canal Protection Work | 23.13 | Making knitted wire crates of approved mesh-size; including weaving, binding sides and partitions, and binding top after filling; excluding cost of filling, stones and weaving materials |  | Sqm | 118.8
River and Canal Protection Work | 23.14 | Opening out old wire crates those and re-binding after filling |  | Sqm | 45.45
River and Canal Protection Work | 23.15 | Tipping stone-filled wire crates in position; including equipment charges |  | Cum | 315.12
River and Canal Protection Work | 23.16 | Filling empty cement bags with sand/ earth; including cost of sewing and strings; excluding cost of bags and earth / sand |  | Bag | 17.98
River and Canal Protection Work | 23.17 | Loading/Unloading sand/ earth filled bags in lorries; lead upto 50m |  | Bag | 13.74
River and Canal Protection Work | 23.18 | Loading sand / earth filled bags in boats; lead upto 50m |  | Bag | 10.5
River and Canal Protection Work | 23.19.1 | Unloading sand/earth filled bags from boats | Placing in dry | Bag | 11.82
River and Canal Protection Work | 23.19.2 | Unloading sand/earth filled bags from boats | Placing in Water | Bag | 23.13
Canal Lining Works | 24.1.1 | Lip-Cutting to desired profile for canal bed and sides, canal Including dressing, all allowances and leads | Depth upto 3.0 m | Cum | 467.13
Canal Lining Works | 24.1.2 | Lip-Cutting to desired profile for canal bed and sides, canal Including dressing, all allowances and leads | Depth over 3.0 m. but upto 4.5 m | Cum | 498.64
Canal Lining Works | 24.1.3 | Lip-Cutting to desired profile for canal bed and sides, canal Including dressing, all allowances and leads | Depth over 4.5 m. but upto 6.0 m | Cum | 483.99
Canal Lining Works | 24.1.4 | Lip-Cutting to desired profile for canal bed and sides, canal Including dressing, all allowances and leads | Depth over 6.0 m. but upto 7.5 m | Cum | 505.4
Canal Lining Works | 24.2.1 | Preparing and dressing beds of canals for lining | In ordinary soil | Sqm | 25.86
Canal Lining Works | 24.2.2 | Preparing and dressing beds of canals for lining | In soils admixed with up to 40% shingle / kankar / boulder 25.2.3 In soils | Sqm | 34.34
Canal Lining Works | 24.2.3 | Preparing and dressing beds of canals for lining | Admixed with more than 40% shingle / kankar / boulder | Sqm | 42.72
Canal Lining Works | 24.2.4 | Preparing and dressing beds of canals for lining | In mixed gravels/ conglomerate reaches | Sqm | 51.21
Canal Lining Works | 24.3.1 | Preparing and dressing side slopes of canals for lining | In ordinary soils | Sqm | 26.46
Canal Lining Works | 24.3.2 | Preparing and dressing side slopes of canals for lining | In soils admixed with up to 40% shingle / kankar / boulder | Sqm | 30.69
Canal Lining Works | 24.3.3 | Preparing and dressing side slopes of canals for lining | In soils admixed with more than 40% shingle / kankar / boulder | Sqm | 43.39
Canal Lining Works | 24.3.4 | Preparing and dressing side slopes of canals for lining | In mixed gravels/ conglomerate reaches | Sqm | 55.24
Canal Lining Works | 24.4 | Excavating conglomerate (for drains and bed-sleepers under the lining) |  | Cum | 1534.32
Canal Lining Works | 24.5 | Making dry brick drains (behind lining), 75mm thick brick all around: only labour |  | Metre | 80.14
Canal Lining Works | 24.6 | Providing and laying 10mm thick, l cement: 3 fine sand mortar slurry' on beds and side slopes (prior to laying In-situ concrete lining) |  | Sqm | 132.36
Canal Lining Works | 24.7.1.1 | Providing and laying in-situ concrete lining using M-10 nominal mix concrete (max. size of aggregates: 20mm nominal) — In beds | Crushed stone | Cum | 7838.61
Canal Lining Works | 24.7.1.2 | Providing and laying in-situ concrete lining using M-10 nominal mix concrete (max. size of aggregates: 20mm nominal) — In beds | Nallah Stone | Cum | 8025.46
Canal Lining Works | 24.7.2.1 | Providing and laying in-situ concrete lining using M-10 nominal mix concrete (max. size of aggregates: 20mm nominal) — In side slopes, - upto a height of 3.5 m above bed | Crushed stone | Cum | 8355.73
Canal Lining Works | 24.7.2.2 | Providing and laying in-situ concrete lining using M-10 nominal mix concrete (max. size of aggregates: 20mm nominal) — In side slopes, - upto a height of 3.5 m above bed | Nallah Stone | Cum | 8009.3
Canal Lining Works | 24.7.3.1 | Providing and laying in-situ concrete lining using M-10 nominal mix concrete (max. size of aggregates: 20mm nominal) — In side slopes, - at a height over 3.5 m but upto 5.5m above bed | Crushed stone | Cum | 8016.37
Canal Lining Works | 24.7.3.2 | Providing and laying in-situ concrete lining using M-10 nominal mix concrete (max. size of aggregates: 20mm nominal) — In side slopes, - at a height over 3.5 m but upto 5.5m above bed | Nallah Stone | Cum | 7705.29
Canal Lining Works | 24.7.4.1 | Providing and laying in-situ concrete lining using M-10 nominal mix concrete (max. size of aggregates: 20mm nominal) — In side slopes, at heights over 5.5 m but upto 7.5 m above bed | Crushed stone | Cum | 8140.6
Canal Lining Works | 24.7.4.2 | Providing and laying in-situ concrete lining using M-10 nominal mix concrete (max. size of aggregates: 20mm nominal) — In side slopes, at heights over 5.5 m but upto 7.5 m above bed | Nallah Stone | Cum | 7838.61
Canal Lining Works | 24.8.1 | Curing canal lining for 28 days | In beds | Sqm | 25.81
Canal Lining Works | 24.8.2 | Curing canal lining for 28 days | In side slopes | Sqm | 76.19
Canal Lining Works | 24.9.1 | Flush pointing in 1 cement: 3 fine sand mortar | In beds of canal linings | Sqm | 236.35
Canal Lining Works | 24.9.2 | Flush pointing in 1 cement: 3 fine sand mortar | In side slopes of canal linings | Sqm | 244.81
Canal Lining Works | 24.10 | Filling expansion joints (12mm wide) with special Impervious hot-pour |  | Cum | 111031.17
Canal Lining Works | 24.11 | Extra over Item nallah lining towards allowance for form-work |  | Sqm | 340.77
Canal Lining Works | 24.12 | Extra over item no.3.5 m above height owards allowance for form-work |  | Sqm | 448.54
Canal Lining Works | 24.13 | Extra over item towards allowance for providing templates In curved portion; area of curved portion to be measured |  | Sqm | 60.35
Slip Clearance | 26.1 | In ordinary soils disposal lead upto 50 m and lift upto 1.5 m |  | Cum | 161.2
Slip Clearance | 26.2 | In soils; mixed with moorum/Kankar/shingle/boulders; disposal lead upto 50 m and lift upto 1.5 m |  | Cum | 329.46
Slip Clearance | 26.3 | In soils; mixed with Decomposed Rocks; by blasting or any other means |  | Cum | 464.3
Slip Clearance | 26.4 | In medium hard rocks; by blasting |  | Cum | 520.45
Slip Clearance | 26.5 | In hard rocks; by blasting |  | Cum | 734.98
Rain Water Harvasting and Tube Wells | 27.1.1.1 | Boring/drilling bore well of required dia for casing/ strainer pipe, by suitable method prescribed in IS: 2800 (part I), including collecting samples from different strata, preparing and submitting strata chart/ bore log, including hire & running charges of all equipments, tools, plants & machineries required for the job, all complete as per direction of Engineer-in-charge, upto 90 metre depth below ground level — All types of soil | 300 mm dia | Metre | 2620.38
Rain Water Harvasting and Tube Wells | 27.1.1.2 | Boring/drilling bore well of required dia for casing/ strainer pipe, by suitable method prescribed in IS: 2800 (part I), including collecting samples from different strata, preparing and submitting strata chart/ bore log, including hire & running charges of all equipments, tools, plants & machineries required for the job, all complete as per direction of Engineer-in-charge, upto 90 metre depth below ground level — All types of soil | 350 mm dia | Metre | 2667.71
Rain Water Harvasting and Tube Wells | 27.1.1.3 | Boring/drilling bore well of required dia for casing/ strainer pipe, by suitable method prescribed in IS: 2800 (part I), including collecting samples from different strata, preparing and submitting strata chart/ bore log, including hire & running charges of all equipments, tools, plants & machineries required for the job, all complete as per direction of Engineer-in-charge, upto 90 metre depth below ground level — All types of soil | 400 mm dia | Metre | 3999.86
Rain Water Harvasting and Tube Wells | 27.1.2.1 | Boring/drilling bore well of required dia for casing/ strainer pipe, by suitable method prescribed in IS: 2800 (part I), including collecting samples from different strata, preparing and submitting strata chart/ bore log, including hire & running charges of all equipments, tools, plants & machineries required for the job, all complete as per direction of Engineer-in-charge, upto 90 metre depth below ground level — Rocky strata including Boulders | 300 mm dia | Metre | 5487.32
Rain Water Harvasting and Tube Wells | 27.1.2.2 | Boring/drilling bore well of required dia for casing/ strainer pipe, by suitable method prescribed in IS: 2800 (part I), including collecting samples from different strata, preparing and submitting strata chart/ bore log, including hire & running charges of all equipments, tools, plants & machineries required for the job, all complete as per direction of Engineer-in-charge, upto 90 metre depth below ground level — Rocky strata including Boulders | 350 mm dia | Metre | 5654.64
Rain Water Harvasting and Tube Wells | 27.1.2.3 | Boring/drilling bore well of required dia for casing/ strainer pipe, by suitable method prescribed in IS: 2800 (part I), including collecting samples from different strata, preparing and submitting strata chart/ bore log, including hire & running charges of all equipments, tools, plants & machineries required for the job, all complete as per direction of Engineer-in-charge, upto 90 metre depth below ground level — Rocky strata including Boulders | 400 mm dia | Metre | 5888.95
Rain Water Harvasting and Tube Wells | 27.2.1.1 | Boring/drilling bore well of required dia for casing/ strainer pipe, by suitable method prescribed in IS: 2800 (part I), including collecting samples from different strata, preparing and submitting strata chart/ bore log, including hire & running charges of all equipments, tools, plants & machineries required for the job, all complete as per direction of Engineer -in-charge, beyond 90 metre & upto 150 metre depth below ground level — All types of soil | 300 mm dia | Metre | 3057.11
Rain Water Harvasting and Tube Wells | 27.2.1.2 | Boring/drilling bore well of required dia for casing/ strainer pipe, by suitable method prescribed in IS: 2800 (part I), including collecting samples from different strata, preparing and submitting strata chart/ bore log, including hire & running charges of all equipments, tools, plants & machineries required for the job, all complete as per direction of Engineer -in-charge, beyond 90 metre & upto 150 metre depth below ground level — All types of soil | 350 mm dia | Metre | 3396.79
Rain Water Harvasting and Tube Wells | 27.2.1.3 | Boring/drilling bore well of required dia for casing/ strainer pipe, by suitable method prescribed in IS: 2800 (part I), including collecting samples from different strata, preparing and submitting strata chart/ bore log, including hire & running charges of all equipments, tools, plants & machineries required for the job, all complete as per direction of Engineer -in-charge, beyond 90 metre & upto 150 metre depth below ground level — All types of soil | 400 mm dia | Metre | 4585.66
Rain Water Harvasting and Tube Wells | 27.2.2.1 | Boring/drilling bore well of required dia for casing/ strainer pipe, by suitable method prescribed in IS: 2800 (part I), including collecting samples from different strata, preparing and submitting strata chart/ bore log, including hire & running charges of all equipments, tools, plants & machineries required for the job, all complete as per direction of Engineer -in-charge, beyond 90 metre & upto 150 metre depth below ground level — Rocky strata including Boulders | 300 mm dia | Metre | 5605.71
Rain Water Harvasting and Tube Wells | 27.2.2.2 | Boring/drilling bore well of required dia for casing/ strainer pipe, by suitable method prescribed in IS: 2800 (part I), including collecting samples from different strata, preparing and submitting strata chart/ bore log, including hire & running charges of all equipments, tools, plants & machineries required for the job, all complete as per direction of Engineer -in-charge, beyond 90 metre & upto 150 metre depth below ground level — Rocky strata including Boulders | 350 mm dia | Metre | 5795.37
Rain Water Harvasting and Tube Wells | 27.2.2.3 | Boring/drilling bore well of required dia for casing/ strainer pipe, by suitable method prescribed in IS: 2800 (part I), including collecting samples from different strata, preparing and submitting strata chart/ bore log, including hire & running charges of all equipments, tools, plants & machineries required for the job, all complete as per direction of Engineer -in-charge, beyond 90 metre & upto 150 metre depth below ground level — Rocky strata including Boulders | 400 mm dia | Metre | 6902.95
Rain Water Harvasting and Tube Wells | 27.3.1 | Supplying, assembling, lowering and fixing in vertical position in bore well, unplasticized PVC medium well casing (CM) pipe of required dia, conforming to IS: 12818, including required hire and labour charges, fittings & accessories etc. all complete, for all depths, as per direction of Engineer -in-charge | 100 mm nominal size dia | Metre | 642.64
Rain Water Harvasting and Tube Wells | 27.3.2 | Supplying, assembling, lowering and fixing in vertical position in bore well, unplasticized PVC medium well casing (CM) pipe of required dia, conforming to IS: 12818, including required hire and labour charges, fittings & accessories etc. all complete, for all depths, as per direction of Engineer -in-charge | 150 mm nominal size dia | Metre | 833.56
Rain Water Harvasting and Tube Wells | 27.4.1 | Supplying, assembling, lowering and fixing in vertical position in bore well unplasticized PVCmedium well screen (RMS) pipes with ribs, conforming to IS: 12818, including hire & labourcharges, fittings & accessories etc. all complete, for all depths, as per direction of Engineer-in-charge | 100 mm nominal size dia | Metre | 673.94
Rain Water Harvasting and Tube Wells | 27.4.2 | Supplying, assembling, lowering and fixing in vertical position in bore well unplasticized PVCmedium well screen (RMS) pipes with ribs, conforming to IS: 12818, including hire & labourcharges, fittings & accessories etc. all complete, for all depths, as per direction of Engineer-in-charge | 150 mm nominal size dia | Metre | 869.55
Rain Water Harvasting and Tube Wells | 27.4.3 | Supplying, assembling, lowering and fixing in vertical position in bore well unplasticized PVCmedium well screen (RMS) pipes with ribs, conforming to IS: 12818, including hire & labourcharges, fittings & accessories etc. all complete, for all depths, as per direction of Engineer-in-charge | 200 mm nominal size dia | Metre | 1323.51
Rain Water Harvasting and Tube Wells | 27.5 | Supplying, filling, spreading & leveling stone boulders of size range 5 cm to 20 cm, in recharge pit,in the required thickness, for all leads & lifts, all complete as per direction of Engineer-in-charge |  | Cum | 997.98
Rain Water Harvasting and Tube Wells | 27.6 | Supplying, filling, spreading & leveling gravels of size range 5 mm to 10 mm, in the recharge pit, over the existing layer of boulders, in required thickness, for all leads & lifts, all complete as per direction of Engineer-in-charge |  | Cum | 1201.42
Rain Water Harvasting and Tube Wells | 27.7 | Supplying, filling, spreading & leveling coarse sand of size range 1.5 mm to 2 mm in recharge pit, in required thickness over gravel layer, for all leads & lifts, all complete as per direction of Engineer -in-charge |  | Cum | 1201.42
Rain Water Harvasting and Tube Wells | 27.8 | Gravel packing in tubewell construction in accordance with IS: 4097, including providing gravelfine/ medium/ coarse, in required grading & sizes as per actual requirement, all complete as perdirection of Engineer-in-charge |  | Cum | 1250.59
Rain Water Harvasting and Tube Wells | 27.9 | Providing and fixing factory made precast RCC perforated drain covers, having concrete of strength not less than M-25, of size 1000 x 450x50 mm, reinforced with 8 mm dia four nos longitudinal & 9 nos cross sectional T.M.T. hoop bars, including providing 50 mm dia perforations @ 100 to 125 mm c/c, including providing edge binding with M.S. flats of size 50 mm x 1.6 mm complete, all as per direction of Engineer-in-charge |  | Each | 1428.01
Rain Water Harvasting and Tube Wells | 27.10.1 | Supplying, assembling, lowering and fixing in vertical position in bore well, ERW (Electric Resistance Welded) FE 410 mild steel screwed and socketed/plain ended casing pipes of required dia, conforming to IS: 4270, of reputed & approved make, including painted with outside surface with two coats of anticorrosive paint of approved brand and manufacture, including required hire & labour charges, fittings & accessories, all complete, for all depths, as per direction of Engineer-in- charge | 100 mm nominal size dia having minimum wall thickness 5.00 mm | Metre | 1358.67
Rain Water Harvasting and Tube Wells | 27.10.2 | Supplying, assembling, lowering and fixing in vertical position in bore well, ERW (Electric Resistance Welded) FE 410 mild steel screwed and socketed/plain ended casing pipes of required dia, conforming to IS: 4270, of reputed & approved make, including painted with outside surface with two coats of anticorrosive paint of approved brand and manufacture, including required hire & labour charges, fittings & accessories, all complete, for all depths, as per direction of Engineer-in- charge | 150 mm nominal size dia having minimum wall thickness 5.00 mm | Metre | 203.22
Rain Water Harvasting and Tube Wells | 27.10.3 | Supplying, assembling, lowering and fixing in vertical position in bore well, ERW (Electric Resistance Welded) FE 410 mild steel screwed and socketed/plain ended casing pipes of required dia, conforming to IS: 4270, of reputed & approved make, including painted with outside surface with two coats of anticorrosive paint of approved brand and manufacture, including required hire & labour charges, fittings & accessories, all complete, for all depths, as per direction of Engineer-in- charge | 200 mm nominal size dia having minimum wall thickness 5.40 mm | Metre | 2412.32
Rain Water Harvasting and Tube Wells | 27.11.1 | Supplying, assembling, lowering and fixing in vertical position in bore well, ERW (Electric Resistance Welded) FE 410 plain slotted (having slot of size 1.6/3.2 mm) mild steel threaded and socketed/ plain bevel ended pipe (type A) of required dia, conforming to IS: 8110, of reputed and approved make, having wall thickness not less than 5.40 mm, including painted with outside surface with two coats of anticorrosive bitumestic paint of approved brand and manufacture, including hire & labour charges, fittings & accessories, all complete, for all depths, as per direction of Engineer -in-charge | 100 mm nominal size dia | Metre | 1476.82
Rain Water Harvasting and Tube Wells | 27.11.2 | Supplying, assembling, lowering and fixing in vertical position in bore well, ERW (Electric Resistance Welded) FE 410 plain slotted (having slot of size 1.6/3.2 mm) mild steel threaded and socketed/ plain bevel ended pipe (type A) of required dia, conforming to IS: 8110, of reputed and approved make, having wall thickness not less than 5.40 mm, including painted with outside surface with two coats of anticorrosive bitumestic paint of approved brand and manufacture, including hire & labour charges, fittings & accessories, all complete, for all depths, as per direction of Engineer -in-charge | 150 mm nominal size dia | Metre | 2100.93
Rain Water Harvasting and Tube Wells | 27.11.3 | Supplying, assembling, lowering and fixing in vertical position in bore well, ERW (Electric Resistance Welded) FE 410 plain slotted (having slot of size 1.6/3.2 mm) mild steel threaded and socketed/ plain bevel ended pipe (type A) of required dia, conforming to IS: 8110, of reputed and approved make, having wall thickness not less than 5.40 mm, including painted with outside surface with two coats of anticorrosive bitumestic paint of approved brand and manufacture, including hire & labour charges, fittings & accessories, all complete, for all depths, as per direction of Engineer -in-charge | 200 mm nominal size dia | Metre | 2568.45
Rain Water Harvasting and Tube Wells | 27.12 | Development of tube well in accordance with IS: 2800 (part I) and IS: 11189, to establish maximum rate of usable water yield without sand content (beyond permissible limit), with required capacity air compressor, running the compressor for required time till well is fully developed, measuring yield of well by "V" notch method or any other approved method, measuring static level & draw down etc. by step draw down method, collecting water samples & getting tested in approved laboratory, i/c disinfection of tubewell, all complete, including hire & labour charges of air compressor, tools & accessories etc., all as per requirement and direction of Engineer-in-charge |  | Hour | 988.91
Rain Water Harvasting and Tube Wells | 27.13.1 | Providing and fixing suitable size threaded mild steel cap or spot welded plate to the top of bore well housing/ casing pipe, removable as per requirement, all complete for borewell of | 100 mm dia | Each | 221.82
Rain Water Harvasting and Tube Wells | 27.13.2 | Providing and fixing suitable size threaded mild steel cap or spot welded plate to the top of bore well housing/ casing pipe, removable as per requirement, all complete for borewell of | 150 mm dia | Each | 246.47
Rain Water Harvasting and Tube Wells | 27.14.1 | Providing and fixing M.S. clamp of required dia to the top of casing/ housing pipe of tubewell asper IS: 2800 (part I), including necessary bolts & nuts of required size complete | 100 mm clamp | Each | 2307.93
Rain Water Harvasting and Tube Wells | 27.14.2 | Providing and fixing M.S. clamp of required dia to the top of casing/ housing pipe of tubewell asper IS: 2800 (part I), including necessary bolts & nuts of required size complete | 150 mm clamp | Each | 2307.93
Rain Water Harvasting and Tube Wells | 27.14.3 | Providing and fixing M.S. clamp of required dia to the top of casing/ housing pipe of tubewell asper IS: 2800 (part I), including necessary bolts & nuts of required size complete | 200 mm clamp | Each | 2307.93
Rain Water Harvasting and Tube Wells | 27.15.1 | Providing and fixing Bail plug/ Bottom plug of required dia to the bottom of pipe assembly of tubewell as per IS:2800 (part I) | 100 mm dia | Each | 269.95
Rain Water Harvasting and Tube Wells | 27.15.2 | Providing and fixing Bail plug/ Bottom plug of required dia to the bottom of pipe assembly of tubewell as per IS:2800 (part I) | 150 mm dia | Each | 332.58
Rain Water Harvasting and Tube Wells | 27.15.3 | Providing and fixing Bail plug/ Bottom plug of required dia to the bottom of pipe assembly of tubewell as per IS:2800 (part I) | 200 mm dia | Each | 363.88
Conservation Of Heritage Building | 28.1 | Raking out joints of stone masonry surface to the required width and depth, with due care and precaution, by mechanical / manual means, including preparing and cleaning the surface for re-pointing/ refilling of joints, including disposal of rubbish to the dumping ground within 50 metre lead |  | Sqm | 58.97
Conservation Of Heritage Building | 28.2 | Providing and fixing double scaffolding system (cup lock type) on the exterior side of building/structure, upto 25 metre height, above ground level, including additional rows of scaffolding in stepped manner as per requirement of site, made with 40mm dia M.S. tube, placed 1.5 metre centre to centre, horizontal & vertical tubes joint with cup & lock system with M.S. Tubes, M.S. tube challis, M.S. clamps and staircase system in the scaffolding for working platform etc. and maintaining it in a serviceable condition for execution of work of cleaning and/ or pointing and/ or applying chemical and removing it thereafter. The scaffolding system shall be stiffened with bracings, runners, connecting with the building etc, wherever required, if feasible, for inspection of work at required locations with essential safety features for the workmen etc., complete as per directions and approval of Engineer-in-charge. Note:- (1) The elevational area of the scaffolding shall be measured for payment purpose. (2) The payment will be made once only for execution of all items for such works |  | Sqm | 330.21
Conservation Of Heritage Building | 28.4 | Providing and applying antifungal wash treatment using 3% solution of sodium pentachlorophenate, of reputed brand and manufacturer, on cleaned sand stone surface at desired locations as per direction of Engineer-in-charge (The rate is inclusive of all materials & labours involved except scaffolding) |  | Sqm | 74.33
Conservation Of Heritage Building | 28.5 | Ruled / Flush pointing on Red sand stone masonry surface with lime, surkhi and marble dust mortar in the ratio of 1:1.5:1/2 {One lime: 1.5 surkhi (50% red and 50% light yellow surkhi): 1/2 marble dust}. (The rate is inclusive of all materials & labours involved except scaffolding) |  | Sqm | 341.64
Conservation Of Heritage Building | 28.6 | Ruled/ Flush pointing on White sand stone masonry surface with lime, surkhi and marble dust mortar in the ratio of 1:1.5:1/2 {One lime: 1.5 surkhi (15% dark red and 85% light yellow surkhi): 1/2 marble dust}. (The rate is inclusive of all materials & labours involved except scaffolding) |  | Sqm | 341.64
Conservation Of Heritage Building | 28.7 | Applying two or more coat of Ethyl Silicate chemical as approved by Archaeological Survey of India/ Engineer-in-charge, of approved brand and manufacturer, with brush or spray on the existing stone masonry surface till there is no further absorption of chemical by stone surface, including protecting the applied surface from direct sunlight by suitable means during application, all complete as per direction of the Engineer-in-Charge (The rate is inclusive of all materials & labours involved except scaffolding) |  | Sqm | 325.91
Conservation Of Heritage Building | 28.8 | Applying breathable, non-reactive, antifungal, and water repellant Silane/ Siloxane chemical as approved by Archaeological Survey of India/ Engineerin- charge, of approved brand and manufacture, diluted with solvent mineral Turpentine oil in the ratio of 1:12 (One part of approved chemical:12 Part of Turpentine oil), on the existing sand stone masonry surface with two or more coats to give uniform application of chemical on the surface, all complete as per direction of Engineer-In-charge (The rate is inclusive of all materials & labours involved except scaffolding) |  | Sqm | 118.6
Horticulture and Land Scaping | 29.1 | Trenching in ordinary soil upto a depth of 60cm including removal and stacking of serviceable materials and then disposing of by spreading and neatly levelling with in a lead of 50m and making up the trenched area to proper levels by filling with earth or earth mixed with sludge or/and manure before and after flooding trenchwith water (excluding cost of imported earth, sludge or manure) |  | Cum | 90.79
Horticulture and Land Scaping | 29.2 | Supplying and stacking of good earth at site including royalty and carriage upto 1 km (earth measured in stacks will be reduced by 20% for payment) |  | Cum | 332.87
Horticulture and Land Scaping | 29.3 | Supplying and stacking sludge at site including royalty and carriage upto 1 km (sludge measured in stacks will be reduced by 8% for payment) |  | Cum | 99.58
Horticulture and Land Scaping | 29.4.1 | Supplying and stacking at site dump manure from Badli or other approved source, including carriage upto 1 km manure measured in stacks will be reduced by 8% for payment) | Screened through sieve of I.S. designation 20mm | Cum | 78.4
Horticulture and Land Scaping | 29.4.2 | Supplying and stacking at site dump manure from Badli or other approved source, including carriage upto 1 km manure measured in stacks will be reduced by 8% for payment) | Screened through sieve of I.S. designation 16 mm | Cum | 120.72
Horticulture and Land Scaping | 29.4.3 | Supplying and stacking at site dump manure from Badli or other approved source, including carriage upto 1 km manure measured in stacks will be reduced by 8% for payment) | Screened through sieve of I.S. designation 4.75mm | Cum | 154.58
Horticulture and Land Scaping | 29.5 | Rough dressing the trenched ground including breaking clods |  | Cum | 174.89
Horticulture and Land Scaping | 29.6 | Uprooting weeds from the trenched area after 10 to 15 days of its flooding with water including disposal of uprooted vegetation |  | Sqm | 5.69
Horticulture and Land Scaping | 29.7 | Fine dressing the ground |  | Sqm | 4.29
Horticulture and Land Scaping | 29.8 | Spreading of sludge, dump manure or/and good earth in required thickness (Cost of sludge, dump manure or/ and good earth to be paid separately) |  | Sqm | 0.61
Horticulture and Land Scaping | 29.9 | Mixing earth and sludge or manure in proportion specified or directed |  | Sqm | 4.23
Horticulture and Land Scaping | 29.10.1 | Grassing with ‘Doob’ grass including watering and maintenance of the lawn for 30 days or more till the grass forms a thick lawn free from weeds and fit for mowing including supplying good earth if needed (the good earth shall be paid for sepa- rately) | In rows 15 cm apart in either direction | Sqm | 6.46
Horticulture and Land Scaping | 29.10.2 | Grassing with ‘Doob’ grass including watering and maintenance of the lawn for 30 days or more till the grass forms a thick lawn free from weeds and fit for mowing including supplying good earth if needed (the good earth shall be paid for sepa- rately) | In rows 7.5 cm apart in either direction | Sqm | 11.3
Horticulture and Land Scaping | 29.10.3 | Grassing with ‘Doob’ grass including watering and maintenance of the lawn for 30 days or more till the grass forms a thick lawn free from weeds and fit for mowing including supplying good earth if needed (the good earth shall be paid for sepa- rately) | In rows 5 cm apart in either direction | Sqm | 15.5
Horticulture and Land Scaping | 29.11 | Renovating lawns including weeding, cheeling the grass, forking the ground, top dressing with sludge or manure, mixing the same with forked soil, watering and maintaining the lawn for 30 days or more till the grass forms a thick lawn free from weeds and fit for mowing and disposal of rubbish as directed, including supplying good earth if needed but excluding the cost of sludge or manure (the good earth shall be paid for separately) |  | Sqm | 65.28
Horticulture and Land Scaping | 29.12 | Uprooting rank vegetation and weeds by digging the area to a depth of 60cm remov- ing all weeds and other growth with roots by forking repeatedly, breaking clods, rough dressing, flooding with water, uprooting fresh growths after 10 to 15 days and then fine dressing for planting new grass, including disposal of all rubbish with all leads and lifts |  | Sqm | 70.74
Horticulture and Land Scaping | 29.13 | Preparation of beds for hedging and shrubbery by excavating 60cm deep and trench- ing the excavated base to a further depth of 30cm, refilling the excavated earth after breaking clods and mixing with sludge or manure in the ratio of 8:1 (8 parts of stacked volume of earth after reduction by 20%: one part of stacked volume of sludge or manure after reduction by 8%), flooding with water, filling with earth if necessary, watering and finally fine dressing, levelling etc. including stacking and disposal of materials declared unserviceable and surplus earth by spreading and levelling as directed, within a lead of 50m lift upto 1.5 m complete (cost of sludge, manure or extra earth to be paid for separately) |  | Sqm | 25.82
Horticulture and Land Scaping | 29.14.1 | Digging holes in ordinary soil and refilling the same with the excavated earth mixed with manure or sludge in the ratio of 2:1 by volume (2 parts of stacked volume of earth after reduction by 20%: 1 part of stacked volume of manure after reduction by 8%) flooding with water, dressing including removal of rubbish and surplus earth, if any with all leads and lifts (cost of manure, sludge or extra good earth if needed to be paid for separately) | Holes 1.2 m dia and 1.2 m deep | Each | 1017.91
Horticulture and Land Scaping | 29.14.2 | Digging holes in ordinary soil and refilling the same with the excavated earth mixed with manure or sludge in the ratio of 2:1 by volume (2 parts of stacked volume of earth after reduction by 20%: 1 part of stacked volume of manure after reduction by 8%) flooding with water, dressing including removal of rubbish and surplus earth, if any with all leads and lifts (cost of manure, sludge or extra good earth if needed to be paid for separately) | Holes 60 cm dia and 60 cm deep | Each | 875.7
Horticulture and Land Scaping | 29.16 | Providing and fixing M.S. flat iron tree guard 60cm dia. and 2m height above ground level formed of 4 nos. 25x6mm and 8 nos. 25x3mm vertical M.S. flats rivetted to 3 nos. 25x6mm M.S. flat iron rings in two halves, bolted together with 8mm dia. and 30mm long bolts including painting two coats with paint of approved brand and manufacture over a coat of priming, complete in all respects |  | Each | 7218.38
Horticulture and Land Scaping | 29.17.1 | Making tree guard 53 cm dia. and 1.3 m high as per design from empty coal tar drums supplied free by the department including providing and fixing 2 nos. M.S. sheet rings 50 x 0.5 mm with rivets complete in all respects including painting inside and outside of tree guard with | A coat of coal tar | Each | 526.66
Horticulture and Land Scaping | 29.17.2 | Making tree guard 53 cm dia. and 1.3 m high as per design from empty coal tar drums supplied free by the department including providing and fixing 2 nos. M.S. sheet rings 50 x 0.5 mm with rivets complete in all respects including painting inside and outside of tree guard with | Two or more coats of synthetic enamel paint of approved quality shade over a priming coat | Each | 443.75
Horticulture and Land Scaping | 29.18.1 | Making tree guard 53 cm dia. and 2 m high as per design from empty coal tar drums supplied free by the department including providing and fixing four legs 40 cm long of 30 x 3 mm M.S. flat riveted to tree guard and providing and fixing 2 nos. M.S. sheet rings 50 x 0.5 mm with rivets complete in all respects including painting inside and outside of tree guard with | A coat of coal tar | Each | 1009.16
Horticulture and Land Scaping | 29.18.2 | Making tree guard 53 cm dia. and 2 m high as per design from empty coal tar drums supplied free by the department including providing and fixing four legs 40 cm long of 30 x 3 mm M.S. flat riveted to tree guard and providing and fixing 2 nos. M.S. sheet rings 50 x 0.5 mm with rivets complete in all respects including painting inside and outside of tree guard with | Two or more coats of synthetic enamel paint of approved quality and shade over a priming coat | Each | 757.74
Horticulture and Land Scaping | 29.19.1.1 | Edging with bricks laid dry length wise including excavation, refilling, consolidating with hand packing and spreading neatly surplus earth within a lead of 50 m — 75 class designation | F.P.S. Bricks | Metre | 58791.5
Horticulture and Land Scaping | 29.19.2.1 | Edging with bricks laid dry length wise including excavation, refilling, consolidating with hand packing and spreading neatly surplus earth within a lead of 50 m — 50 designation | F.P.S. bricks | Metre | 15.27
Horticulture and Land Scaping | 29.20 | Filling mixture of earth and sludge or manure in the desired proportion in trenches, flooding with water and levelling (cost of supplying earth and sludge or manure and mixing excluded) |  | Cum | 21.16
Horticulture and Land Scaping | 29.21 | Excavation in dumped stones or malba including stacking of serviceable and unserviceable material separately and disposal of unserviceable material lead upto 50 m and lift upto 1.5 m disposed material to be neatly dressed |  | Cum | 592.53
Horticulture and Land Scaping | 29.22 | Excavation in bajri path including stacking of serviceable and unservicable material lead upto 50m and lift upto 1.5m disposed material to be neatly dressed |  | Cum | 660.25
Horticulture and Land Scaping | 29.23 | Excation in water bound macadam road including stacking the srviceable and un- serviceable material separately and disposal of unservuceabke materil lead upto 50 m and lift upto 1.5 m disposed material to be neatly dressed |  | Cum | 812.61
Horticulture and Land Scaping | 29.24 | Flodding the ground with water including making kiaries and dismantling the same |  | Cum | 2.84
Structural Glazing Aluminium Composit Panel | 30.1 | Providing and supplying aluminium extruded tubular and other aluminium sections as per thearchitectural drawings and approved shop drawings, the aluminium quality as per grade 6063 T5 or T7as per BS 1474,including super durable powder coating of 60-80 microns conforming to AAMA 2604 ofrequired colour and shade as approved by the Engineer-in-Charge. (The item includes cost of materialsuch as cleats, sleeves, screws etc. necessary for fabrication of extruded aluminium frame work.Nothing extra shall be paid on this account). The weight of aluminium extruded section shall be taken forpurpose of payment |  | KG | 500.6
Structural Glazing Aluminium Composit Panel | 30.2 | Designing, fabricating, testing, protection, installing and fixing in position semi (grid) unitized system ofstructural glazing (with open joints) for linear as well as curvilinear portions of the building for allheights and all levels, including |  | Sqm | 4305.85
Structural Glazing Aluminium Composit Panel | 30.3 | Providing, assembling and supplying vision glass panels (IGUs) comprising of hermetically-sealed 6-12-7 mm insulated glass (double glazed) vision panel units of size and shape as required and specified,comprising of an outer heat strengthened float glass 6mm thick, of approved colour and shade withreflective soft coating on surface # 2 of approved colour and shade, an inner Heat strengthned clear floatglass 6mm thick, spacer tube 12mm wide, dessicants, including primary seal and secondary seal(structural silicone sealant) etc. all complete for the required performances, as per the Architecturaldrawings, as per the approved shop drawings, as specified and as directed by the Engineer-in- Charge.The IGUs shall be assembled in the factory/ workshop of the glass processor |  | Sqm | 4389.28
Structural Glazing Aluminium Composit Panel | 30.6 | Providing and supplying Spandrel Glass Panels comprising of 6 mm thick heat strengthened monolithicfloat glass of approved colour and shade with reflective soft coating on surface # 2 of approved colourand shade so as to match the colour and shade of the IGUs in the vision panels etc.,all complete for therequired performances as specified, as per the Architectural drawings, as per the approved shopdrawings, as specified, and as directed by the Engineer- in- Charge.For payment, only the actual area of glass on face # 1 of the glass panels (but excluding the area ofgrooves and weather silicone sealant) provided and fixed in position, shall be measured in sqm.(Payment for fixing of Spandrel Glass Panels in the curtain glazing is included in cost of releventItem*).“(i) Coloured tinted float glass 6mm thick substrate with reflective soft coating on face # 2, havingproperties as visible Light transmittance (VLT) of 25 to 35%, Light reflection internal 10 to 15%, lightreflection external 10 to 20%, shading coefficient (0.25- 0.28) and U value of 3.0 to 3.3 W/m2 K etc.. Theproperties of performance glass shall be decided by technical sanctioning authority as per the siterequirement |  | Sqm | 2888.67
Structural Glazing Aluminium Composit Panel | 30.8 | Design supply & installation of suspended Spider Glazing system designed to withstand the windpressure as per IS 875 (Part-III). The Suspended System held with Spider Fittings of SS-316 Grade Steelof approved manufacturer with glass panel having 12 mm thick clear toughened glass held together withSS- 316 Grade Stainless steel Spider & bolt assembly with laminated glass fins 21 mm thick. The Glassfins and glass panel assembly shall be connected to Slab/beams by means of SS- 316 Grade stainlesssteel brackets & Anchor bolts and at the bottom using SS channel of 50x25x2mm using fastener &anchor bolts, non staining weather sealants of approved make, Teflon/ nylon bushes and separators toprevent bi- metallic contacts, all complete to perform as per specification and approved drawings. Thecomplete system to be designed to accommodate thermal expansion & seismic movements etc. Thejoints between glass panels (6 to 8 mm) and gaps at the perimeter & in U channel of the assembly to befilled with non staining weather sealant, so as to make the entire system fully water proof & dust proof.The rate shall include all design, Engineering and shop drawing including approval from structuraldesigner, labour, T&P, scaffolding, other incidental charges including wastage, enabling temporaryservices all fitting fixers nut bolts, washer, Buffer plates, fastener, anchors, SS channel laminated glassetc. all complete. For the purpose of payment, actual elevation area of Glazing including thickness ofjoints and the portion of Glass panel inside the SS channel shall be measured |  | Sqm | 9624.44
New Technologies & Materials | 31.1 | Providing & fixing in position Phenol bonded Bamboowood flooring with planks of sizes 14mm thick,minimum 1800mm length and minimum 100 mm wide, in approved colour, texture and finish, havingPerformance Appraisal Certificate (PAC) issued by Building Materials & Technology Promotion Council(BMTPC). The flooring shall be fixed with tongue and groove interlocking system, with underlayment of4mm thick expanded polyethylene foam sheets having density 40kg/cum, over prepared surface withnecessary quarter round planks of size 1900mm x 18mm and door reducer of size 1900mm x 44mm,wherever required. The Hardness 1000 Kgf. with Eco friendly UV coating, all complete as per direction of the Engineer in-bamboowood planks shall have minimum density of 1000 Kg/cum & minimum charge |  | Sqm | 6189.21
New Technologies & Materials | 31.2 | Providing & fixing in position Phenol bonded Bamboo wood in wall skirting with planks of sizes 14mmthick, 1900mm length (minimum) and 85mm wide(minimum), in approved colour, texture and finish,having Performance Appraisal Certificate (PAC) issued by Building Materials & Technology PromotionCouncil (BMTPC). The skirting shall be fixed with SS screws & rawl plugs, over underlayment of 4mmthick, expanded polyethylene foam sheets having 40kg/cum density over prepared surface. Thebamboowood planks shall have minimum density of 1000Kg/cum & minimum Hardness 1000 Kgf. withEco friendly UV coating, all complete as per direction of the Engineer in-charge |  | Sqm | 6072.88
New Technologies & Materials | 31.3 | Providing & fixing in position Phenol bonded Bamboowood wall cladding at all height with planks ofsizes 10mm thick, minimum 1800mm length and minimum 100 mm wide, in approved colour, textureand finish, having Performance Appraisal Certificate (PAC) issued by Building Materials & TechnologyPromotion Council (BMTPC), with necesasary profiled edges fixed with 40mm SS screws 5 nos in eachtile to frame work made of second class teak wood of size 20x15 mm in centre of each tile and bottomand top of work height, 40x15mm placed at ends of each tile. The cladding shall be laid overbacklayment of 1.00 mm thick expanded polyethylene foam of density 40kg/cum in two layers, first layeron wall surface before fixing wooden frame and second layer on frame under cladding. Thebamboowood planks shall have minimum density of 1000 Kg/cum & minimum Hardness 1000 Kgf. withEco friendly UV coating, all complete as per direction of the Engineer in-charge |  | Sqm | 6591.92
New Technologies & Materials | 31.4 | Providing & fixing in position Phenol bonded Bamboowood panelled or panelled and glazed shutters for doors windows, clerestorey windows with pre-molded minimum 30mm thick planks, in approved colours, texture & finish. It shall have 10mm wide, 25mm deep grove to fit in panels.The bamboo wood shall have minimum density of 1000 Kg/cum, minimum Hardness 1000 Kgf. All styles and rails shall have profiled interlocking system locked in place by bamboo pins, all complete as per direction of Engineer in charge. (The panelling will be paid for separately) |  | Sqm | 6439.31
New Technologies & Materials | 31.5 | Providing & fixing in position Phenol bonded Bamboo wood panelling of 10mm thick, in 25 to 40 mm thick panelled or panelled & glazed shutters for doors, windows, clerestorey windows, in approved colour, texture & finish. The bamboowood planks shall have minimum density of 1000 Kg/cum & minimum Hardness 1000 Kgf. The panels shall have profiled interlocking system locked in place with bamboo pins all complete as per direction of the Engineer in-charge. (area of opening for panel inserts excluding portion inside grooves or rebates to be measured) |  | Sqm | 4361.69
New Technologies & Materials | 31.6A | Providing, erecting, laying and fixing in position in 3.5 to 4 mm thick bamboo mat corrugated sheet (BMCS) as per IS: 15476-2004 in roofing with self drilling screws along with EPDM washers complete or with galvanized iron J or L hooks 8mm dia G.I. plain and bitumen washers etc, all complete as per direction of Engineer-in- Charge |  | Sqm | 5897.58
New Technologies & Materials | 31.6B | Providing and fixing in position ridges of 3.5 to 4 mm thick bamboo mat ridge cap (BMRC) as per IS: 15476-2004 in roofing with self drilling screws along with EPDM washers complete or with galvanized iron J or L hooks 8mm dia G.I. plain and bitumen washers etc, all complete as per direction of Engineer-in-Charge |  | Metre | 4826.51
New Technologies & Materials | 31.6C | Providing and fixing at all height false ceiling of 4mm thick phenol bonded Bamboo Mat board (595x595mm)conforming to IS:13958-1994 including providing and fixing of frame work made of GI angle 25x25x0.4 mm thick allaround suitably fixed to wall with the help of dash fastener and hanger frame (600x600 c/c) made GI slotted Teeconnected to ceiling with 2.64mm GI wire and anchor fastener at every junction and also including cost of makingconnected to ceiling with 2.64mm GI wire and anchor fastener at every junction and also including cost of makingopenings for light fittings, grills, diffusers, cut outs made with frame of perimeter channels suitably fixed allcomplete as per direction of Engineer-in-charge |  | Sqm | 4119.53
New Technologies & Materials | 31.6D.1 | Providing and fixing at Bamboo Mat board conforming to IS:13958-1994 for partition to frame by bucking or studding with screws etc. complete (Frames, backing or studding to be paid separately) | 3mm thickness | Sqm | 2769.3
New Technologies & Materials | 31.6D.2 | Providing and fixing at Bamboo Mat board conforming to IS:13958-1994 for partition to frame by bucking or studding with screws etc. complete (Frames, backing or studding to be paid separately) | 4mm thickness | Sqm | 3147.22
New Technologies & Materials | 31.6D.3 | Providing and fixing at Bamboo Mat board conforming to IS:13958-1994 for partition to frame by bucking or studding with screws etc. complete (Frames, backing or studding to be paid separately) | 6mm thickness | Sqm | 3738.76
New Technologies & Materials | 31.6D.4 | Providing and fixing at Bamboo Mat board conforming to IS:13958-1994 for partition to frame by bucking or studding with screws etc. complete (Frames, backing or studding to be paid separately) | 9mm thickness | Sqm | 4708.21
New Technologies & Materials | 31.6D.5 | Providing and fixing at Bamboo Mat board conforming to IS:13958-1994 for partition to frame by bucking or studding with screws etc. complete (Frames, backing or studding to be paid separately) | 12mm thickness | Sqm | 5409.84
New Technologies & Materials | 31.6E.1 | Providing and fixing at all height wall panelling with phenol bonded Bamboo Mat board conforming to IS:13958-1995including providing and fixing to frame work made of 50mm x 50mm hardwood plugs including cutting brick workand fixing in cement mortar and making good the wall etc. and also providing and fixing wooden moulded cornerbeading of triangular shape to the junction of panelling etc. with iron screws all complete as per direction ofEngineer-in-Charge | 9mm thickness | Sqm | 5144.43
New Technologies & Materials | 31.6E.2 | Providing and fixing at all height wall panelling with phenol bonded Bamboo Mat board conforming to IS:13958-1995including providing and fixing to frame work made of 50mm x 50mm hardwood plugs including cutting brick workand fixing in cement mortar and making good the wall etc. and also providing and fixing wooden moulded cornerbeading of triangular shape to the junction of panelling etc. with iron screws all complete as per direction ofEngineer-in-Charge | 12mm thickness | Sqm | 5846.06
New Technologies & Materials | 31.7 | Providing and fixing 50 mm thick extruded polystyrene rigid insulation board of required size betweencavity wall, complying with ISO 4898:2008 & ASTM C 578- 08b - type VI, having thermal conductivity of0.0289 W/m K as per ASTM C 578 (measured as per IS 3346), compressive strength of > 350 kPa listed asper ASTM D 1621, density of 34-36 kg/m3 as per ASTM D 1622, water absorptions < 1% by volume as perASTM D 2842, oxygen index of 24.1 to 28.1 listed as per ASTM D 2863, cell size 0.4 mm of dia (max) asper ASTM D 3576. Fire retardent property as per DIN 4102, Part 1 of class B2 and as per ASTM E84 classA, fixed with suitable water based adhesive and fastener, complete in all respect as per the direction of Engineer-in-Charge |  | Sqm | 1048.07
New Technologies & Materials | 31.8 | Providing and fixing 50 mm thick extruded polystyrene rigid insulation board of required size underdeckon ceiling surface, complying with ISO 4898:2008 & ASTM C 578-08b - type VI, having thermalconductivity of 0.0289 W/m K as per ASTM C 578 (measured as per IS 3346), compressive strength of >351 kPa listed as per ASTM D 1621, density of 34-36 kg/cum as per ASTM D 1622, water absorptions < 1%by volume as per ASTM D 2842, oxygen index of 24.1 to 28.1 listed as per ASTM D 2863, cell size 0.4 mmof dia (max) as per ASTM D 3576. Fire retardent property as per DIN 4102, Part 1 of class B2 and as perASTM E84 class A, fixed with suitable water based adhesive and fastener, complete in all respect as perthe direction of Engineer-in-Charge |  | Sqm | 1131.22
New Technologies & Materials | 31.9 | Providing and fixing factory made solid Foam uPVC profile for kitchen cabinet frame (45 x 20 mm) ofapproved shade, quality and make. The profile shall be laminated on both sides, made from rigid foamsheets (Single extruded) having density 600 Kg/cum and the exposed edges sealed with PVC edgebeading of same shade and colour. The frame shall be fire retardent with necessary screw holdingcapacity. Frame shall be fixed to wall using Expendable Fastner with necesary stainless steel screws, allcomplete as per direction of Engineer-in- charge |  | Metre | 565.21
New Technologies & Materials | 31.10 | Providing and fixing factory made Kitchen Cabinet Shutter/Partition 20 mm nominal thickness ofapproved shade, quality and make, made from rigid foam sheets (Single extruded) having density 601Kg/cum and laminated on both side by laminate Sheet/PVC foil lamination. The exposed edges shall besealed with PVC edge beading of same shade and colour. The shutter shall be fire retardent havingnecessary screw holding capacity. Shutter shall be fixed to frame using approved hinges withnecessary stainless steel screws, all complete as per direction of Engineer-in-charge |  | Sqm | 6189.21
New Technologies & Materials | 31.11 | Providing and fixing concealed hinge of approved quality for 19-20mm thick door with stainless steelscrews complete |  | Each | 135.16
New Technologies & Materials | 31.12 | Supplying & laying of bi-axial extruded high modulus polypropylene geogrid coforming to MORTH SPECIFICATION for base/sub-base reinforcement having minimum tensile strength 15kN/m in thelongitudinal and transverse direction, with 5kN/m and 7kN/m tensile strength at 2% and 5% strainrespectively in the longitudinal and transverse direction, junction efficiency not less than 95% and with38mm X 38mm mesh opening |  | Sqm | 527.26
New Technologies & Materials | 31.13 | Supplying & laying of bi-axial extruded high modulus polypropylene geogrid coforming to MORTHSPECIFICATION for base/sub-base reinforcement having minimum tensile strength 20kN/m in thelongitudinal and transverse direction, with 7kN/m and 14kN/m tensile strength at 2% and 5% strainrespectively in the longitudinal and transverse direction, junction efficiency not less than 95% and with38mm X 38mm mesh opening |  | Sqm | 260.44
New Technologies & Materials | 31.14 | Supplying & laying of bi-axial extruded high modulus polypropylene geogrid coforming to MORTH SPECIFICATION for base/sub-base reinforcement having minimum tensile strength 30kN/m in thelongitudinal and transverse direction, with 10.5kN/m and 21kN/m tensile strength at 2% and 5% strainrespectively in the longitudinal and transverse direction, junction efficiency not less than 95% and with38mm X 38mm mesh opening |  | Sqm | 380.94
New Technologies & Materials | 31.15 | Supplying & laying of bi-axial extruded high modulus polypropylene geogrid coforming to MORTH SPECIFICATION for base/sub-base reinforcement having minimum tensile strength 40kN/m in thelongitudinal and transverse direction, with 14kN/m and 28kN/m tensile strength at 2% and 5% strainrespectively in the longitudinal and transverse direction, junction efficiency not less than 95% and with38mm X 38mm mesh opening |  | Sqm | 517.58
New Technologies & Materials | 31.16 | Supplying & laying of drainage composite for use behind walls, between two different fills, alongsidedrains of road, below concrete lining of canals etc. Geocomposite for planar drainage, realized bythermobonding a draining core in extruded monofilaments with two filtering nonwoven geotextiles thatmay also be working as separation or protecting layers. The draining three dimensional core will have a“W” configuration as longitudinal parallel channels. Minimum thickness to be 7.2mm, with two filteringUV stabilized polypropylene nonwoven geotextile of minimum thickness of 0.75mm charecteristicopening size (O90) of 110 micron and tensile strength of 8.0 kN/m that will be working as separation orprotecting layer, geocomposite having in plane flow capacity of 2.1 L / (m.s) at hydraulic gradient of 1.0 &21 kPa pressure and tensile strength of 18 kN/m, with mass per unit area of 740 gsm, supplied in theform of roll for easy transportation to site of work as per detailed specification all complete as perdirections of Engineer in charge |  | Sqm | 940.39
New Technologies & Materials | 31.17 | Supplying & laying of drainage composite for use behind walls, between two different fills, alongsidedrains of road, below concrete lining of canals etc. having thermobonding a draining core - HDPE geonetcomprises of two sets of parallel overlayed ribs integrally connected to have a rhomboidal shape with apolyethylene film and a nonwoven geotextile having mass per unit area 130 gsm and tensile strength of8.0 kN/m that will be working as separation or protecting layer, geocomposite having in plane flowcapacity of 0.7 L / (m.s) at hydraulic gradient of 1.0 & 20 kPa pressure and tensile strength of 13.5 kN/m,with mass per unit area of 830 gsm, at easily accessible location including top and bottom, with allleads and lifts, manpower and machinery, materials, labour etc. complete and as directed by Engineer in charge |  | Sqm | 1112.53
New Technologies & Materials | 31.18.1 | Supplying and laying high strength flexible geogrids (HSFG) as soil reinforcement / basal reinforcementas per MORTH 3100 and IRC 113, made of high tenacity polyester core with polyethylene coating withMinimum Long Term Design Strength (LTDS) of more than 50% of ultimate tensile strength at 30 degreeCelcius corresponding to 12% strain | Ultimate tensile strength- 100 kN/m | Sqm | 362.66
New Technologies & Materials | 31.18.2 | Supplying and laying high strength flexible geogrids (HSFG) as soil reinforcement / basal reinforcementas per MORTH 3100 and IRC 113, made of high tenacity polyester core with polyethylene coating withMinimum Long Term Design Strength (LTDS) of more than 50% of ultimate tensile strength at 30 degreeCelcius corresponding to 12% strain | Ultimate tensile strength- 150 kN/m | Sqm | 379.87
New Technologies & Materials | 31.18.3 | Supplying and laying high strength flexible geogrids (HSFG) as soil reinforcement / basal reinforcementas per MORTH 3100 and IRC 113, made of high tenacity polyester core with polyethylene coating withMinimum Long Term Design Strength (LTDS) of more than 50% of ultimate tensile strength at 30 degreeCelcius corresponding to 12% strain | Ultimate tensile strength- 200 kN/m | Sqm | 603.65
New Technologies & Materials | 31.18.4 | Supplying and laying high strength flexible geogrids (HSFG) as soil reinforcement / basal reinforcementas per MORTH 3100 and IRC 113, made of high tenacity polyester core with polyethylene coating withMinimum Long Term Design Strength (LTDS) of more than 50% of ultimate tensile strength at 30 degreeCelcius corresponding to 12% strain | Ultimate tensile strength- 250 kN/m | Sqm | 620.87
New Technologies & Materials | 31.18.5 | Supplying and laying high strength flexible geogrids (HSFG) as soil reinforcement / basal reinforcementas per MORTH 3100 and IRC 113, made of high tenacity polyester core with polyethylene coating withMinimum Long Term Design Strength (LTDS) of more than 50% of ultimate tensile strength at 30 degreeCelcius corresponding to 12% strain | Ultimate tensile strength- 300 kN/m | Sqm | 638.08
New Technologies & Materials | 31.18.6 | Supplying and laying high strength flexible geogrids (HSFG) as soil reinforcement / basal reinforcementas per MORTH 3100 and IRC 113, made of high tenacity polyester core with polyethylene coating withMinimum Long Term Design Strength (LTDS) of more than 50% of ultimate tensile strength at 30 degreeCelcius corresponding to 12% strain | Ultimate tensile strength- 350 kN/m | Sqm | 655.29
New Technologies & Materials | 31.18.7 | Supplying and laying high strength flexible geogrids (HSFG) as soil reinforcement / basal reinforcementas per MORTH 3100 and IRC 113, made of high tenacity polyester core with polyethylene coating withMinimum Long Term Design Strength (LTDS) of more than 50% of ultimate tensile strength at 30 degreeCelcius corresponding to 12% strain | Ultimate tensile strength- 400 kN/m | Sqm | 295.37
New Technologies & Materials | 31.18.8 | Supplying and laying high strength flexible geogrids (HSFG) as soil reinforcement / basal reinforcementas per MORTH 3100 and IRC 113, made of high tenacity polyester core with polyethylene coating withMinimum Long Term Design Strength (LTDS) of more than 50% of ultimate tensile strength at 30 degreeCelcius corresponding to 12% strain | Ultimate tensile strength- 500 kN/m | Sqm | 879.08
New Technologies & Materials | 31.18.9 | Supplying and laying high strength flexible geogrids (HSFG) as soil reinforcement / basal reinforcementas per MORTH 3100 and IRC 113, made of high tenacity polyester core with polyethylene coating withMinimum Long Term Design Strength (LTDS) of more than 50% of ultimate tensile strength at 30 degreeCelcius corresponding to 12% strain | Ultimate tensile strength- 600 kN/m | Sqm | 965.15
New Technologies & Materials | 31.18.10 | Supplying and laying high strength flexible geogrids (HSFG) as soil reinforcement / basal reinforcementas per MORTH 3100 and IRC 113, made of high tenacity polyester core with polyethylene coating withMinimum Long Term Design Strength (LTDS) of more than 50% of ultimate tensile strength at 30 degreeCelcius corresponding to 12% strain | Ultimate tensile strength- 700 kN/m | Sqm | 1118.9
New Technologies & Materials | 31.18.11 | Supplying and laying high strength flexible geogrids (HSFG) as soil reinforcement / basal reinforcementas per MORTH 3100 and IRC 113, made of high tenacity polyester core with polyethylene coating withMinimum Long Term Design Strength (LTDS) of more than 50% of ultimate tensile strength at 30 degreeCelcius corresponding to 12% strain | Ultimate tensile strength- 800 kN/m | Sqm | 1266.39
New Technologies & Materials | 31.18.12 | Supplying and laying high strength flexible geogrids (HSFG) as soil reinforcement / basal reinforcementas per MORTH 3100 and IRC 113, made of high tenacity polyester core with polyethylene coating withMinimum Long Term Design Strength (LTDS) of more than 50% of ultimate tensile strength at 30 degreeCelcius corresponding to 12% strain | Ultimate tensile strength- 900 kN/m | Sqm | 1481.56
New Technologies & Materials | 31.18.13 | Supplying and laying high strength flexible geogrids (HSFG) as soil reinforcement / basal reinforcementas per MORTH 3100 and IRC 113, made of high tenacity polyester core with polyethylene coating withMinimum Long Term Design Strength (LTDS) of more than 50% of ultimate tensile strength at 30 degreeCelcius corresponding to 12% strain | Ultimate tensile strength- 1000 kN/m | Sqm | 1653.7
New Technologies & Materials | 31.18.14 | Supplying and laying high strength flexible geogrids (HSFG) as soil reinforcement / basal reinforcementas per MORTH 3100 and IRC 113, made of high tenacity polyester core with polyethylene coating withMinimum Long Term Design Strength (LTDS) of more than 50% of ultimate tensile strength at 30 degreeCelcius corresponding to 12% strain | Ultimate tensile strength- 1100 kN/m | Sqm | 1749.44
New Technologies & Materials | 31.18.15 | Supplying and laying high strength flexible geogrids (HSFG) as soil reinforcement / basal reinforcementas per MORTH 3100 and IRC 113, made of high tenacity polyester core with polyethylene coating withMinimum Long Term Design Strength (LTDS) of more than 50% of ultimate tensile strength at 30 degreeCelcius corresponding to 12% strain | Ultimate tensile strength- 1200 kN/m | Sqm | 1835.51
New Technologies & Materials | 31.19.1 | Providing at all heights, levels and locations Aluminium profile industrial troughed sheet of Alloy31500/31000/40800, conforming to IS 1254, IS 737, IS 2676. The sheet shall be fixed using self drilling/selftapping SS screws of size 5.5x65 mm with EPDM seal complete upto required pitch in horizontal, verticalor curved surfaces i/c cutting to size and shape where required as per specifications, detail drawingsand direction of Engineer-in-Charge. The rate shall be inclusive of all screws, seal, ridge, labour,scaffolding, machinery for fixing and approved sealent where required etc. but excluding the cost ofpurlins, rafters and trusses | 0.71 mm thick, the profile detail width 1044/920 mm, cover width 1000/875 mm | Sqm | 1153.56
New Technologies & Materials | 31.19.2 | Providing at all heights, levels and locations Aluminium profile industrial troughed sheet of Alloy31500/31000/40800, conforming to IS 1254, IS 737, IS 2676. The sheet shall be fixed using self drilling/selftapping SS screws of size 5.5x65 mm with EPDM seal complete upto required pitch in horizontal, verticalor curved surfaces i/c cutting to size and shape where required as per specifications, detail drawingsand direction of Engineer-in-Charge. The rate shall be inclusive of all screws, seal, ridge, labour,scaffolding, machinery for fixing and approved sealent where required etc. but excluding the cost ofpurlins, rafters and trusses | 0.91 mm thick, the profile detail width 1044/920 mm, cover width 1000/875 mm | Sqm | 1461.8
New Technologies & Materials | 31.25 | Providing and fixing 15 mm thick false ceiling tiles at all heights with integral densified calcium silicatereinforced with fibre and natural filler false ceiling tiles of Size 595x595 mm of approved texture, designand patterns having NRC (Noise Reduction coefficient) of 0.50 (minimum) as per IS 8225:1987, Lightreflectance of 85% (minimum). Non combustible as per BS:476 (part-4), fire performance as per BS:477(part 6 &7), humidity resistance of 100%, thermal conductivity < 0.043 W/m K as per ASTM 518:1991,intrue horizontal level on the existing frame work consisting of T-sections and Lsections suitably fixedaccording to tile size as per direction of Engineer-in-charge |  | Sqm | 1642.61
New Technologies & Materials | 31.28.1 | Chipping of unsound/weak concrete material from slabs, beams, columns etc. with manual Chisel and/or by standard power driven percussion type or of approved make including tapering of all edges,making square shoulders of cavities including cleaning the exposed concrete surface and reinforcementwith wire brushes etc. and disposal of debris for all lead and lifts all complete as per direction ofEngineer-In-Charge | 75mm average thickness | Sqm | 3.61
New Technologies & Materials | 31.28.2 | Chipping of unsound/weak concrete material from slabs, beams, columns etc. with manual Chisel and/or by standard power driven percussion type or of approved make including tapering of all edges,making square shoulders of cavities including cleaning the exposed concrete surface and reinforcementwith wire brushes etc. and disposal of debris for all lead and lifts all complete as per direction ofEngineer-In-Charge | 50mm average thickness | Sqm | 2.44
New Technologies & Materials | 31.28.3 | Chipping of unsound/weak concrete material from slabs, beams, columns etc. with manual Chisel and/or by standard power driven percussion type or of approved make including tapering of all edges,making square shoulders of cavities including cleaning the exposed concrete surface and reinforcementwith wire brushes etc. and disposal of debris for all lead and lifts all complete as per direction ofEngineer-In-Charge | 25 mm average thickness | Sqm | 1.22
New Technologies & Materials | 31.29.1 | Cleaning of reinforcement from rust from the reinforcing bars to give it a total rust free steel surface byusing alkaline chemical rust remover of approved make with paint brush and removing loose particlesafter 24 hours of its application with wire brush and thoroughly washing with water and allowing it todry, all complete as per direction of Engineer-In-Charge | Bars upto 12 mm diameter | Metre | 224.03
New Technologies & Materials | 31.29.2 | Cleaning of reinforcement from rust from the reinforcing bars to give it a total rust free steel surface byusing alkaline chemical rust remover of approved make with paint brush and removing loose particlesafter 24 hours of its application with wire brush and thoroughly washing with water and allowing it todry, all complete as per direction of Engineer-In-Charge | Bars above 12 mm diameter | Metre | 224.03
New Technologies & Materials | 31.31.1 | Providing, mixing and applying bonding coat of approved adhesive on chipped portion of RCC as perspecifications and direction of Engineer-In-charge complete in all respect | SBR Polymer (@10% of cement weight) modified cementitious bond coat @ 2.2 kg cement per sqm ofsurface area mixed with specified proportion of approved polymer | Sqm | 162.06
New Technologies & Materials | 31.31.2 | Providing, mixing and applying bonding coat of approved adhesive on chipped portion of RCC as perspecifications and direction of Engineer-In-charge complete in all respect | Epoxy bonding adhesive having coverage 2.20 sqm/kg of approved make | Sqm | 439.06
New Technologies & Materials | 31.32.2 | Providing, mixing and applying SBR polymer (of approved make) modified Cement mortar in proportionof 1:4 (1 cement: 4 graded coarse sand with polymer minimum 2% by wt. of cement used) as perspecifications and directions of Engineer-in-charge | 12 mm average thickness | Sqm | 399.92
New Technologies & Materials | 31.32.2 | Providing, mixing and applying SBR polymer (of approved make) modified Cement mortar in proportionof 1:4 (1 cement: 4 graded coarse sand with polymer minimum 2% by wt. of cement used) as perspecifications and directions of Engineer-in-charge | 25 mm average thickness in 2 layers | Sqm | 399.92
New Technologies & Materials | 31.32.3 | Providing, mixing and applying SBR polymer (of approved make) modified Cement mortar in proportionof 1:4 (1 cement: 4 graded coarse sand with polymer minimum 2% by wt. of cement used) as perspecifications and directions of Engineer-in-charge | 50 mm average thickness in 3 layers | Sqm | 1261.44
New Technologies & Materials | 31.33.1 | Providing, mixing and applying SBR polymer (of approved make @ minimum 2% by wt. of cement used)modified plain/reinforced cement concrete for structural members having minimum characteristiccompressive strength [with ordinary portland cement, coarse sand and graded stone aggregate of 10mmmaximum size in proportion as per design criteria] with specified average thickness | 50mm thick in Grade M 25 with cement content not less than 330 kg per cum | Sqm | 752.61
New Technologies & Materials | 31.33.2 | Providing, mixing and applying SBR polymer (of approved make @ minimum 2% by wt. of cement used)modified plain/reinforced cement concrete for structural members having minimum characteristiccompressive strength [with ordinary portland cement, coarse sand and graded stone aggregate of 10mmmaximum size in proportion as per design criteria] with specified average thickness | 75mm thick in Grade M 25 with cement content not less than 330 kg per cum | Sqm | 1769.33
New Technologies & Materials | 31.34.1 | Providing and laying SBR Polymer modified (of approved make @ minimum 2% by wt. of cement used)plain/reinforced concrete jacket for the structural members e.g. columns, pillars, piers, beams etc withconcrete having the specified minimum characteristic compressive strength [with ordinary portlandcement, coarse sand and graded stone aggregate of 10mm maximum size in proportion as per designcriteria] with specified average thickness all-round existing core of RCC member | 50mm thick in Grade M 25 with cement content not less than 330 kg per cum | Sqm | 1073.17
New Technologies & Materials | 31.34.2 | Providing and laying SBR Polymer modified (of approved make @ minimum 2% by wt. of cement used)plain/reinforced concrete jacket for the structural members e.g. columns, pillars, piers, beams etc withconcrete having the specified minimum characteristic compressive strength [with ordinary portlandcement, coarse sand and graded stone aggregate of 10mm maximum size in proportion as per designcriteria] with specified average thickness all-round existing core of RCC member | 75mm thick in Grade M 25 with cement content not less than 330 kg per cum | Sqm | 2858
New Technologies & Materials | 31.34.3 | Providing and laying SBR Polymer modified (of approved make @ minimum 2% by wt. of cement used)plain/reinforced concrete jacket for the structural members e.g. columns, pillars, piers, beams etc withconcrete having the specified minimum characteristic compressive strength [with ordinary portlandcement, coarse sand and graded stone aggregate of 10mm maximum size in proportion as per designcriteria] with specified average thickness all-round existing core of RCC member | 100mm thick in Grade M 25 with cement content not less than 330 kg per cum | Sqm | 868.38
New Technologies & Materials | 31.35.1 | Providing and injecting approved grout in proportion recommended by the manufacturer intocracks/honey-comb area of concrete/masonry by suitable gun/pump at required pressure includingcutting of nipples after curing etc. complete as per directions of Engineer-in-Charge.(The payment shall be made on the basis of actual weight of approved grout injected.) | Stirrer mixed Acrylic Polymer of approved make @ 2% of weight of cement used) modified Cement slurrymade with non shrink compound in concrete/RCC work | KG | 143.65
New Technologies & Materials | 31.35.2 | Providing and injecting approved grout in proportion recommended by the manufacturer intocracks/honey-comb area of concrete/masonry by suitable gun/pump at required pressure includingcutting of nipples after curing etc. complete as per directions of Engineer-in-Charge.(The payment shall be made on the basis of actual weight of approved grout injected.) | Stirrer mixed SBR Polymer (of approved make) modified Cement slurry made with ShrinkageCompensating Cement in concrete/RCC work | KG | 872.63
New Technologies & Materials | 31.35.3 | Providing and injecting approved grout in proportion recommended by the manufacturer intocracks/honey-comb area of concrete/masonry by suitable gun/pump at required pressure includingcutting of nipples after curing etc. complete as per directions of Engineer-in-Charge.(The payment shall be made on the basis of actual weight of approved grout injected.) | Epoxy injection grout in concrete/RCC work of approved make | KG | 872.63
New Technologies & Materials | 31.36.1 | Providing, erecting, maintaining and removing temporary protective screens made out of specified fabric with all necessary fixing arrangement to ensure that it remains in position for the work duration as required by the Engineer-in-charge | Wooven PVC cloth | KG | 97.72
New Technologies & Materials | 31.37 | Cleaning of exposed concrete surface of sticking material including loose and foreign material by sandblasting with coarse sand followed by and including cleaning with oil free air blast as per direction of Engineer in charge |  | Sqm | 280.74
New Technologies & Materials | 31.38.1 | Shotcreting R.C.C. columns, beams and slabs etc. in layers with approved design mix concrete havingthe specified minimum characteristic compressive strength [with ordinary portland cement, coarse sandand graded stone aggregate of 10 mm maximum size in proportion as per design criteria] including thecost of centering and shuttering at edges and corners etc. as directed by Engineer- in- Charge | 25mm thick in Grade M 25 with cement content not less than 330 kg per cum | Sqm | 808.92
New Technologies & Materials | 31.38.2 | Shotcreting R.C.C. columns, beams and slabs etc. in layers with approved design mix concrete havingthe specified minimum characteristic compressive strength [with ordinary portland cement, coarse sandand graded stone aggregate of 10 mm maximum size in proportion as per design criteria] including thecost of centering and shuttering at edges and corners etc. as directed by Engineer- in- Charge | 50mm thick in Grade M 25 with cement content not less than 330 kg per cum | Sqm | 1314.98
New Technologies & Materials | 31.38.3 | Shotcreting R.C.C. columns, beams and slabs etc. in layers with approved design mix concrete havingthe specified minimum characteristic compressive strength [with ordinary portland cement, coarse sandand graded stone aggregate of 10 mm maximum size in proportion as per design criteria] including thecost of centering and shuttering at edges and corners etc. as directed by Engineer- in- Charge | 75mm thick in Grade M 25 with cement content not less than 330 kg per cum | Sqm | 1885.38
New Technologies & Materials | 31.39 | Providing and inserting 12mm dia galvanised steel injection nipple in honey comb area and along crackline including drilling of holes of required diametre (20mm to 30mm) up to depth from 30mm to 80mm atrequired spacing and making the hole & crack dust free by blowing compressed air, sealing the distancebetween injection nipple with adhesive chemical of approved make and allow it to cure complete as perdirection of Engineer-In-Charge |  | Each | 244.95
New Technologies & Materials | 31.40 | Providing and fixing hard drawn steel wire fabric of size 75 x25 mm mesh or other suitable size wiremesh to be fixed & firmly anchored to the concrete surface by means of "L" shaped mild steel shear keywelded with existing reinforcement including the cost of materials, labour, tool & plants as approved byEngineer-in- charge |  | Sqm | 6439.31
New Technologies & Materials | 31.43.1 | Providing and fixing internal wall panels on Light gauge steel frame work with 12.5mm thick gypsum plasterboard conforming IS 2095:2011 fixed on cement board as per standard sizes fixed with self-drilling / tapingscrews / fasteners @ 60cm c/c of approved make, Screws shall be of counter sunk rib head of 1.60mm to 4 mmthick or 8 to 10 gauge of length varying from 25 to 45 mm. Proper taping and jointing to be done using fibermesh tape and epoxy and acrylic based jointing compound for seamless finish.(cost of frame work to be paid forseparately | Cement Fiber Board 8 mm thick as per IS 14862:2000 of type B (High pressure Steam Cured) | Sqm | 3683.18
New Technologies & Materials | 31.43.2 | Providing and fixing internal wall panels on Light gauge steel frame work with 12.5mm thick gypsum plasterboard conforming IS 2095:2011 fixed on cement board as per standard sizes fixed with self-drilling / tapingscrews / fasteners @ 60cm c/c of approved make, Screws shall be of counter sunk rib head of 1.60mm to 4 mmthick or 8 to 10 gauge of length varying from 25 to 45 mm. Proper taping and jointing to be done using fibermesh tape and epoxy and acrylic based jointing compound for seamless finish.(cost of frame work to be paid forseparately | Cement Bonded particle board 8 mm (Termite, Fire & Moisture Resistance), as per IS:14276: 1996 | Sqm | 3645.62
New Technologies & Materials | 31.44 | Providing and fixing in all exterior face panels breathable vapour barrier underneath the cement fiberboard as per National Building Code 2009 complete as per direction of Engineer-in-charge |  | Sqm | 372.29
New Technologies & Materials | 31.45.1 | Supplying and installation of moisture resistant/fire resistant cement board as per standard sizes fixed with self-drilling / taping screws. Screws shall be of counter sunk rib head of 1.60mm to 4 mm thick or 8 to 10 gauge oflength varying from 25 to 45 mm | Cement Fiber Board 6 mm thick as per IS 14862:2000 of type B (High pressure Steam Cured) | Sqm | 1442.31
New Technologies & Materials | 31.45.2 | Supplying and installation of moisture resistant/fire resistant cement board as per standard sizes fixed with self-drilling / taping screws. Screws shall be of counter sunk rib head of 1.60mm to 4 mm thick or 8 to 10 gauge oflength varying from 25 to 45 mm | Cement Bonded particle board 8 mm thick (Termite, Fire & Moisture Resistance), as per IS:14276: 1996 | Sqm | 1235.74
New Technologies & Materials | 31.46 | Providing and fixing in position, 200 mm thick factory made Expanded Polystyrene Core (EPS Core) wallpanels consisting of EPS core sandwiched between two Engineered sheets of welded wire fabric meshduly finished with shortcrete materials on outer faces. The fabric mesh shall be made of 3 mm dia G.I.wire mesh with 50 mm pitch in both the directions and on both faces of the wall, kept at 120-135 mm gapand connected by the zig zag G.I. wire of 3 mm dia at alternate row by welding (at an angle ranging from50-70 degree). The EPS core shall consist of 100 mm thick EPS of density not less than 20 kg/ per cum.Both the outer faces of the panel shall be finished by applying the layer of 50 mm thick cement mortar1:3 {1 cement: 3 coarse sand (not having more than 40% stone chips of size upto 6 mm)} A with the helpof shotcreting/guniting equipment etc at a pressure not less than 1 bar (100Kn/m2) and both surfacesfinished with trowel. Fixing operations of wall panels shall be completed in all respect as per drawingsfinished with trowel. Fixing operations of wall panels shall be completed in all respect as per drawingsand specifications and under the overall direction of the Engineer-in- charge |  | Sqm | 4824.24
New Technologies & Materials | 31.47 | Providing and fixing in position, 230mm thick factory made Expanded Polystyrene Core (EPS Core)roof/floor panels made of 3 mm dia G.I. wire mesh with 50 mm pitch in both the directions and on bothfaces of panel, kept at 120-135 mm gap and connected by the zig zag G.I. wire of 3 mm dia at alternaterow by welding (at an angle ranging from 50-70 degree). The EPS core shall consist of 100 mm thick EPSof density not less than 20kg/ per cum. The bottom side of the panel shall be finished by applying a layerof 60-65 mm thick cement mortar 1: 3 {1 cement: 3 coarse sand (not having more than 40% stone chipsof size upto 6 mm)} A with the help of shotcreting equipment etc at a pressure of not less than 1 bar(100Kn/m2) and surface finished with trowel. The top face of the panel shall be provided and finished byapplying 70-75 mm thick layer of cement concrete 1:1.5: 3 (1 cement:1.5 coarse sand: 3 graded stoneaggregate 20 mm nominal size). Fixing operations of roof/floor panels shall be completed in all respectas per drawings and specifications and under the overall direction of the Engineer-in-charge |  | Sqm | 5983.9
New Technologies & Materials | 31.48 | Providing and fixing of customized Aluminium form work for monolithic construction on RCC memberswith repetitive usage made up of aluninium sheets/plates of minimum 4mm thickness and grade 6062(Type-6). The formwshaped brackets braced diagonally at 0.90 to 1.00 mtr. centre to centre on extrenal wall face just the levelork comprises of (a) wall panel, roccker, kickerand internal soffit corner, externalsoffit corner, external corner, internal corner etc., (b) beam components i.e, beam side panel prop headfor soffit beam, beams soffit panel, beam soffit bulk head and (c) deck components i.e. deck panel, deckprop, prop length, deck mid, soffit length, deck beam bar. The panels are held in position by a simple pinand wedge system that passes thorugh holes in the out side rib of each panel. The tolerance of finishedpanel shall not be less than (-1 mm) and shall conform to IS 14987-1999. Pins and wedges to be made ofhigh grade hot dipped galvansied mild steel |  | Sqm | 546.01
New Technologies & Materials | 31.50.1 | Providing and fixing in position factory made non asbestos fibre reinforced aerated cement sandwich wall/roof/floorlight weight solid core panels made of light weight cement concrete core composed of OPC cement, pulverizedflyash, quick lime, cotton pulp & Gypsum in mortar state mixed with aeration agent in a preset mould. The outerface on both sides of the panels will be non asbestos fibre cement board confirming to IS 14862:2000. These solidwall panels are installed using Galvanized iron steel tracks/C channel of 1mm thick of required sizes asrecommended by manufacturer's and fixed to floor and RCC soffit in plumb to each other with steel screw/fasteners.The panel shall be fixed vertically with tongue & groove joint with cement based polymer modified jointingcompound. The exposed surface finished with fibre mesh/glass fibre tape with polymer based jointing compoundhaving superior flexibility. Panels should be used as floor & roofing with additional structural support, steel or RCCdepending upon the design. All the operation shall be completed in all respect as per drawings, Manufacturersspecifications and under the overall direction of Engineer-in- Charge (Cost of all the material is included except"tracks/C channel" which will be paid separately) | Non load bearing panels 50mm thick of required size (minimum 4mm thick fibre cement board) | Sqm | 1677.22
New Technologies & Materials | 31.50.2 | Providing and fixing in position factory made non asbestos fibre reinforced aerated cement sandwich wall/roof/floorlight weight solid core panels made of light weight cement concrete core composed of OPC cement, pulverizedflyash, quick lime, cotton pulp & Gypsum in mortar state mixed with aeration agent in a preset mould. The outerface on both sides of the panels will be non asbestos fibre cement board confirming to IS 14862:2000. These solidwall panels are installed using Galvanized iron steel tracks/C channel of 1mm thick of required sizes asrecommended by manufacturer's and fixed to floor and RCC soffit in plumb to each other with steel screw/fasteners.The panel shall be fixed vertically with tongue & groove joint with cement based polymer modified jointingcompound. The exposed surface finished with fibre mesh/glass fibre tape with polymer based jointing compoundhaving superior flexibility. Panels should be used as floor & roofing with additional structural support, steel or RCCdepending upon the design. All the operation shall be completed in all respect as per drawings, Manufacturersspecifications and under the overall direction of Engineer-in- Charge (Cost of all the material is included except"tracks/C channel" which will be paid separately) | Non load bearing panels 75mm thick of required size (minimum 5mm thick fibre cement board) | Sqm | 1952.07
New Technologies & Materials | 31.51 | Supplying of standard quality GFRG panel of 124 mm thickness with modular cavities purchased from GFRGpanel manufacturing plant in the country, cut to required wall sizes and floor/ roof slab sizes in correct lengthand height, including cutting of door, window and ventilator opening as per the cutting drawing prepared byarchitects /design engineers for the construction of GFRG building and loaded in stillages for transportation tothe construction site. Cost of panel includes security deposits, hire charges of stillages & jaws, cost oftransportation in trucks/ lorries without any damages upto 300kms including all leads and lifts from be made on the basis of area of one side of panel without reduction of opening of door/ window / ventilator).GFRGmanufacturing plant to construction site and unloading at site using suitable fork lift/ crane. (Payment shallFor transportation above 300kms, additional charges to be paid |  | Sqm | 166.35
New Technologies & Materials | 31.52 | Erection of GFRG Panels in walls in all floors using suitable crane as per instructions of Engineer-in-Charge, asper cutting drawings and structural drawings, in perfect line and plumb, above RCC plinth beam/GFRG panelbelow and provide necessary lateral/ slanting support to keep the wall panel in safe position, providing &tieing of Reinforcement as per structural drawings and applying a coat of water repellant coatingZycosil/equivalent or equivalent product (1 Zycosil/equivalent compound:10 water) to saturation level overRCC plinth beam to provide water proofing treatment to joint between wall panel & plinth beam as per theguide lines / instruction by the engineer in charge. (Cost of reinforcement, water proofing of walls and plinthbeam/GFRG panel below joints and installation of door/ window frames before filling of concrete shall bepaid separately). The rate quoted shall include making provision for laying of lintels, beams, sunshades,staircase beams, lofts, plumbing work, electrical conduits and any structural insertion etc., as per the drawingand direction of the engineer in charge. The payment shall be made based on the actual exposed area (oneside only) of the panel.The work shall be carried out as per the Special Conditions For Glass Fibre Reinforced Gypsum (GFRG)Structures mentioned in NIT |  | Sqm | 342.65
New Technologies & Materials | 31.54 | Laying of GFRG panel as roof / floor slab panel and staircase panel using suitable crane as per instructions ofEngineer-in-Charge, including providing support system with 25mm x 300mm-400 mm wide plywood, asrunner with proper prop below proposed micro beams including (a) Cutting of top flange of panel to 180 mm wide (leaving 25mm projection on either side) to provide RCCembedded micro beam as per cutting drawings and structural drawings. (b) Reinforcement for micro beams and tie beams to be provided in position with proper anchorage as perstructural drawings. (d) Concreting of Tie beam, micro beam and top of GFRG panels (50 mm thick) with M-25 cement concretemix using coarse aggregate of size less than 20 mm including laying of 10 gauge 100x100 size weld mesh with26 mm effective cover from the panel top |  | Sqm | 365.4
New Technologies & Materials | 31.55 | Supplying and fixing 10 Gauge weld mesh of size 100mm x100 mm for floor/roof slab concrete screed over themicro beams as reinforcement. The weld mesh shall be fixed as per drawing |  | Sqm | 322.82
New Technologies & Materials | 31.56 | Application of ZMB 60/equivalent solution (100 Kg ZMB 60/equivalent, 1 litre ZMB Nano Thinner, 20 litrewater & 1 Litre Zycoprime/equivalent = 122 litre/kg) over already applied coat of Zycosil/equivalent &Zycoprime/equivalent solution on the top of all the RCC plinth beams by brush/spray coat before erection ofGFRG over RCC plinth beams in GF. In the case of upper floors 150 mm wide on floor slab for all the externalwalls, bath/toilet/wet areas (3 hrs drying time) before erection of wall panel on upper floors includingerection of parapet wall |  | Sqm | 375.11
New Technologies & Materials | 31.57 | After erection of GFRG wall panels, seal all GFRG wall joints with paper tape temporarily. Water proofingtreatment of vertical joints with Zycosil/equivalent water proofing Solution (1 litre of Zycosil/equivalent & 21litres of water stirred first & 2 litres of Zycoprime/equivalent added and stirred (total 23 litres)) with 50 mlsyringe till the gap and in filled concrete is completely saturated. After removing the paper seal, seal off thevertical joints with water proofing material "Grout RW/equivalent " (Sealing cost excluded.) |  | Metre | 105.92
New Technologies & Materials | 31.58 | Filling of joints between RCC plinth beam / floor slab and wall panel of external walls, toilet / bath room / wetareas walls on all floor and parapet wall over roof slab, stair case head room at the time of erection of GFRGpanels with Grout RW/equivalent sealant compound after the erection of panel before the infill of concretein panel cavities and fine finish. This applies for all horizontal and vertical joints between GFRG wall and slabpanels |  | Metre | 50.24
New Technologies & Materials | 31.59 | Water proofing treatment of Vertical joints (of external side and internal side) between door frame, window& ventilator frames (on all four sides) of outer wall over the Zycosil/equivalent & Zycoprime/equivalentsolution already applied (before the installation of door / window / ventilator frames in position) and finefinish with Grout RW/equivalent |  | Metre | 135.23
New Technologies & Materials | 31.60 | Water proofing treatment of RCC sunshade with Zycosil/equivalent water proofing Solution (1 litre of Zycosil/equivalent & 20 litres of water stirred first & 2 litres of Zycoprime/equivalent added and stirred (total24 litres)) till it meets the saturation level and testing as per RILEM or by water drops test in which waterdrops do not absorb but drops remain or rolls |  | Metre | 164.86
New Technologies & Materials | 31.61 | In-filling / sealing of joint between RCC lintel cum sunshade and wall (on external side) in all floors by pushingin Grout RW/equivalent in paste form and coving 20 mm x 20 mm after applying a coat of Zycosil/equivalent& zycoprime/equivalent solution before cement plastering of top, bottom and sides of RCC sunshade |  | Metre | 135.23
New Technologies & Materials | 31.62 | Designing, Providing, installing and fixing factory finished customed design pregalvanized high tensile steeljoists manufactured from G350 Z275 confirming to IS:277-1992, minimum coating of galvanizing 275 gm/sqm,minimum yield stress 35 MPa & minimum tensile strength of 380 MPa placed 1.23 metre apart to support theload of slab etc as per the design & directions of Engineer-in-Charge |  | KG | 194.62
New Technologies & Materials | 31.63 | Providing and fixing special adjustable lockbars of mild steel E-250 to support the temporary plywood forwork between joists during construction as per design & directions of the Engineer-in-charge |  | KG | 25.6
New Technologies & Materials | 31.64.1 | Centering and shuttering with 12mm thick shuttering plywood confirming to IS 4990:2011 and removal ofform at all heights. Plywood will be supported on lock bars | Suspended floors, roofs, landings, balconies and access platform | Sqm | 32.18
New Technologies & Materials | 31.65 | Providing and fixing roofing consist of 0.8 mm thick galvanized steel deck sheet confirming to IS 277:1993used as permanent shuttering over which MS wire mesh 3mm laid at 100x100 mm grid including edge trimcovered with concrete. This metal deck will be supported on structural steel beam with shear studs.(Structural steel like Beam, column, joists etc. & concrete of different grade as per design will be paidseparately) |  | Sqm | 2166.06
New Technologies & Materials | 31.66 | Providing and fixing in position, 130 mm thick factory made Expanded Polystyrene Core (EPS Core) wall panelsconsisting of EPS core sandwiched between two Engineered sheets of welded wire fabric mesh duly finishedwith shortcrete materials on outer faces. The fabric mesh shall be made of 3 mm dia zinc coated G.I. wiremesh with 50 mm pitch in both the directions and on both faces of the wall and connected by GI wire of 3mmdia at alternate row by welding. The EPS core shall consist of 60 mm thick EPS of density not less than 16 kg/per cum. Both the outer faces of the panel shall be finished by applying the layer of 35 mm thick cementmortar 1:3 {1 cement: 3 coarse sand (not having more than 40% stone chips of size upto 6 mm)} with the helpof shotcreting/guniting equipment etc at a pressure not less than 1 bar (100KN/m2) and both surfacesfinished with trowel. Fixing operations of wall panels shall be completed in all respect as per drawings andspecifications and under the overall direction of the Engineer-in-charge |  | Sqm | 3241.82
New Technologies & Materials | 31.67 | Providing and fixing of external thermal insulation and composite system with First layer of self-extinguishingtype Expanded Polystyrene (EPS) insulation boards of 120 mm thick (max 1mX0.5m section), confirming to IS4671:1984, having thermal conductivity of 0.034 W/mK, (measured as per IS 3346-1980), density of 20-25kg/m3 measured as per IS 5688-1982, Fire retardant property self- extinguishing type as per EN 13501-1,bonded with special polymer modified cementitious adhesive confirming to EOTA ETAG 004 (EuropeanTechnical Approval) formulated to bond polystyrene insulation boards to typical mineral substrate (accordingto ETAG 004) and Polypropylene mechanical fasteners with plastic pin confirming to EOTA ETAG 015(European Technical Approval) having dia 10mm & L=200mm on finished level wall and the junction betweentwo adjacent EPS boards to be sealed with low expansion moisture cure Polyurethane Foam. Second layerconsists of Fiberglass mesh covered with alkali-resistant coating, mass per unit area >145 gm/m2, mesh size:consists of Fiberglass mesh covered with alkali-resistant coating, mass per unit area >145 gm/m2, mesh size:3.9x4.0 mm ±10% embedded in special polymer modified cementitious Base Coat with hydrophobes and thecorners will be protected with Corner-beads with alkali- resistant mesh wings at least 10 cm wide, mesh massper unit area min 145 gm/m2. The surface will be levelled, finished, made smooth complete in all respect asper manufactures specification and as per directions of Engineer-in- Charge |  | Sqm | 4471.13
New Technologies & Materials | 31.68.1 | Providing and laying factory made Precast concrete solid blocks of 200 mm thickness of grade M10 made of C&D waste from approved manufacturer in foundation and plinth in | Cement mortar 1:6 (1 cement: 6 coarse sand) | Cum | 6715.49
New Technologies & Materials | 31.69.1 | Providing and laying factory made Precast concrete solid blocks of 200 mm thickness of grade M10 made ofC&D waste from approved manufacturer in superstructure above plinth level up to floor V level | Cement mortar 1:6 (1 cement: 6 coarse sand) | Cum | 8968.92
New Technologies & Materials | 31.70.1 | Providing and laying half block masonry with factory made Precast concrete solid blocks of 100 mm thicknessof grade M10 made of C&D waste from approved manufacturer in foundation and plinth in | Cement mortar 1:4(1 cement: 4 coarse sand) | Sqm | 828.79
New Technologies & Materials | 31.71.1 | Providing and laying half block masonry with factory made Precast concrete solid blocks of 100 mm thicknessof grade M10 made of C&D waste from approved manufacturer in superstructure above plinth level up tofloor V level | Cement mortar 1:4 (1 cement: 4 coarse sand) | Sqm | 1012.37
New Technologies & Materials | 31.72 | Providing and laying 60mm thick factory made cement concrete paver block of approved shape and colour ofM -30 grade made of C&D waste by block making machine with vibratory compaction laid in required patternand including over 50mm thick compacted bed of coarse sand, filling the joints with fine sand etc. allcomplete as per the direction of Engineer-in-charge |  | Sqm | 780.35
New Technologies & Materials | 31.73.1.1 | Fabrication & Manufacturing of Prestressed Hollow Core slab (Hollow area 25 to 30%) of differentthickness & modular width 1200 mm in Controlled Factory Environment with approvedmethodology confirming to IS 10297:1982 by using long line casting method having arrangement ofproper steel bed. Concreting should be done by batch mixing plant capable of producing zero slumpconcrete, transported through automatic shuttels of standard make & layed on bed with the help ofextruder/Slipformer, finishing, curing and also provision of steam curing. Cutting, makingnecessary cutout/holes of required sizes for services in slab element after achieving requiredstrength, yard handling & stacking all complete as per approved shop drawings & design mix as perthe direction of the Engineer-in-charge. (Cost of strands should be paid separately) — Concrete Grade-M-40 (cement content 400 kg) | 100 mm thick hollow core slab | Metre | 1658.2
New Technologies & Materials | 31.73.1.2 | Fabrication & Manufacturing of Prestressed Hollow Core slab (Hollow area 25 to 30%) of differentthickness & modular width 1200 mm in Controlled Factory Environment with approvedmethodology confirming to IS 10297:1982 by using long line casting method having arrangement ofproper steel bed. Concreting should be done by batch mixing plant capable of producing zero slumpconcrete, transported through automatic shuttels of standard make & layed on bed with the help ofextruder/Slipformer, finishing, curing and also provision of steam curing. Cutting, makingnecessary cutout/holes of required sizes for services in slab element after achieving requiredstrength, yard handling & stacking all complete as per approved shop drawings & design mix as perthe direction of the Engineer-in-charge. (Cost of strands should be paid separately) — Concrete Grade-M-40 (cement content 400 kg) | 120 mm thick hollow core slab | Metre | 1944.66
New Technologies & Materials | 31.73.1.3 | Fabrication & Manufacturing of Prestressed Hollow Core slab (Hollow area 25 to 30%) of differentthickness & modular width 1200 mm in Controlled Factory Environment with approvedmethodology confirming to IS 10297:1982 by using long line casting method having arrangement ofproper steel bed. Concreting should be done by batch mixing plant capable of producing zero slumpconcrete, transported through automatic shuttels of standard make & layed on bed with the help ofextruder/Slipformer, finishing, curing and also provision of steam curing. Cutting, makingnecessary cutout/holes of required sizes for services in slab element after achieving requiredstrength, yard handling & stacking all complete as per approved shop drawings & design mix as perthe direction of the Engineer-in-charge. (Cost of strands should be paid separately) — Concrete Grade-M-40 (cement content 400 kg) | 150 mm thick hollow core slab | Metre | 2374.32
New Technologies & Materials | 31.73.1.4 | Fabrication & Manufacturing of Prestressed Hollow Core slab (Hollow area 25 to 30%) of differentthickness & modular width 1200 mm in Controlled Factory Environment with approvedmethodology confirming to IS 10297:1982 by using long line casting method having arrangement ofproper steel bed. Concreting should be done by batch mixing plant capable of producing zero slumpconcrete, transported through automatic shuttels of standard make & layed on bed with the help ofextruder/Slipformer, finishing, curing and also provision of steam curing. Cutting, makingnecessary cutout/holes of required sizes for services in slab element after achieving requiredstrength, yard handling & stacking all complete as per approved shop drawings & design mix as perthe direction of the Engineer-in-charge. (Cost of strands should be paid separately) — Concrete Grade-M-40 (cement content 400 kg) | 200 mm thick hollow core slab | Metre | 2901.27
New Technologies & Materials | 31.73.1.5 | Fabrication & Manufacturing of Prestressed Hollow Core slab (Hollow area 25 to 30%) of differentthickness & modular width 1200 mm in Controlled Factory Environment with approvedmethodology confirming to IS 10297:1982 by using long line casting method having arrangement ofproper steel bed. Concreting should be done by batch mixing plant capable of producing zero slumpconcrete, transported through automatic shuttels of standard make & layed on bed with the help ofextruder/Slipformer, finishing, curing and also provision of steam curing. Cutting, makingnecessary cutout/holes of required sizes for services in slab element after achieving requiredstrength, yard handling & stacking all complete as per approved shop drawings & design mix as perthe direction of the Engineer-in-charge. (Cost of strands should be paid separately) — Concrete Grade-M-40 (cement content 400 kg) | 250 mm thick hollow core slab | Metre | 3570.08
New Technologies & Materials | 31.73.1.6 | Fabrication & Manufacturing of Prestressed Hollow Core slab (Hollow area 25 to 30%) of differentthickness & modular width 1200 mm in Controlled Factory Environment with approvedmethodology confirming to IS 10297:1982 by using long line casting method having arrangement ofproper steel bed. Concreting should be done by batch mixing plant capable of producing zero slumpconcrete, transported through automatic shuttels of standard make & layed on bed with the help ofextruder/Slipformer, finishing, curing and also provision of steam curing. Cutting, makingnecessary cutout/holes of required sizes for services in slab element after achieving requiredstrength, yard handling & stacking all complete as per approved shop drawings & design mix as perthe direction of the Engineer-in-charge. (Cost of strands should be paid separately) — Concrete Grade-M-40 (cement content 400 kg) | 300 mm thick hollow core slab | Metre | 4238.89
New Technologies & Materials | 31.73.1.7 | Fabrication & Manufacturing of Prestressed Hollow Core slab (Hollow area 25 to 30%) of differentthickness & modular width 1200 mm in Controlled Factory Environment with approvedmethodology confirming to IS 10297:1982 by using long line casting method having arrangement ofproper steel bed. Concreting should be done by batch mixing plant capable of producing zero slumpconcrete, transported through automatic shuttels of standard make & layed on bed with the help ofextruder/Slipformer, finishing, curing and also provision of steam curing. Cutting, makingnecessary cutout/holes of required sizes for services in slab element after achieving requiredstrength, yard handling & stacking all complete as per approved shop drawings & design mix as perthe direction of the Engineer-in-charge. (Cost of strands should be paid separately) — Concrete Grade-M-40 (cement content 400 kg) | 350 mm thick hollow core slab | Metre | 4907.7
New Technologies & Materials | 31.73.1.8 | Fabrication & Manufacturing of Prestressed Hollow Core slab (Hollow area 25 to 30%) of differentthickness & modular width 1200 mm in Controlled Factory Environment with approvedmethodology confirming to IS 10297:1982 by using long line casting method having arrangement ofproper steel bed. Concreting should be done by batch mixing plant capable of producing zero slumpconcrete, transported through automatic shuttels of standard make & layed on bed with the help ofextruder/Slipformer, finishing, curing and also provision of steam curing. Cutting, makingnecessary cutout/holes of required sizes for services in slab element after achieving requiredstrength, yard handling & stacking all complete as per approved shop drawings & design mix as perthe direction of the Engineer-in-charge. (Cost of strands should be paid separately) — Concrete Grade-M-40 (cement content 400 kg) | 400 mm thick hollow core slab | Metre | 5576.51
New Technologies & Materials | 31.73.2.1 | Fabrication & Manufacturing of Prestressed Hollow Core slab (Hollow area 25 to 30%) of differentthickness & modular width 1200 mm in Controlled Factory Environment with approvedmethodology confirming to IS 10297:1982 by using long line casting method having arrangement ofproper steel bed. Concreting should be done by batch mixing plant capable of producing zero slumpconcrete, transported through automatic shuttels of standard make & layed on bed with the help ofextruder/Slipformer, finishing, curing and also provision of steam curing. Cutting, makingnecessary cutout/holes of required sizes for services in slab element after achieving requiredstrength, yard handling & stacking all complete as per approved shop drawings & design mix as perthe direction of the Engineer-in-charge. (Cost of strands should be paid separately) — Extra for using M-50 (Cement content 425 kg) instead of M-40 | 100mm thick hollow core slab | Metre | 42.06
New Technologies & Materials | 31.73.2.2 | Fabrication & Manufacturing of Prestressed Hollow Core slab (Hollow area 25 to 30%) of differentthickness & modular width 1200 mm in Controlled Factory Environment with approvedmethodology confirming to IS 10297:1982 by using long line casting method having arrangement ofproper steel bed. Concreting should be done by batch mixing plant capable of producing zero slumpconcrete, transported through automatic shuttels of standard make & layed on bed with the help ofextruder/Slipformer, finishing, curing and also provision of steam curing. Cutting, makingnecessary cutout/holes of required sizes for services in slab element after achieving requiredstrength, yard handling & stacking all complete as per approved shop drawings & design mix as perthe direction of the Engineer-in-charge. (Cost of strands should be paid separately) — Extra for using M-50 (Cement content 425 kg) instead of M-40 | 120mm thick hollow core slab | Metre | 50.47
New Technologies & Materials | 31.73.2.3 | Fabrication & Manufacturing of Prestressed Hollow Core slab (Hollow area 25 to 30%) of differentthickness & modular width 1200 mm in Controlled Factory Environment with approvedmethodology confirming to IS 10297:1982 by using long line casting method having arrangement ofproper steel bed. Concreting should be done by batch mixing plant capable of producing zero slumpconcrete, transported through automatic shuttels of standard make & layed on bed with the help ofextruder/Slipformer, finishing, curing and also provision of steam curing. Cutting, makingnecessary cutout/holes of required sizes for services in slab element after achieving requiredstrength, yard handling & stacking all complete as per approved shop drawings & design mix as perthe direction of the Engineer-in-charge. (Cost of strands should be paid separately) — Extra for using M-50 (Cement content 425 kg) instead of M-40 | 150mm thick hollow core slab | Metre | 63.09
New Technologies & Materials | 31.73.2.4 | Fabrication & Manufacturing of Prestressed Hollow Core slab (Hollow area 25 to 30%) of differentthickness & modular width 1200 mm in Controlled Factory Environment with approvedmethodology confirming to IS 10297:1982 by using long line casting method having arrangement ofproper steel bed. Concreting should be done by batch mixing plant capable of producing zero slumpconcrete, transported through automatic shuttels of standard make & layed on bed with the help ofextruder/Slipformer, finishing, curing and also provision of steam curing. Cutting, makingnecessary cutout/holes of required sizes for services in slab element after achieving requiredstrength, yard handling & stacking all complete as per approved shop drawings & design mix as perthe direction of the Engineer-in-charge. (Cost of strands should be paid separately) — Extra for using M-50 (Cement content 425 kg) instead of M-40 | 200mm thick hollow core slab | Metre | 78.51
New Technologies & Materials | 31.73.2.5 | Fabrication & Manufacturing of Prestressed Hollow Core slab (Hollow area 25 to 30%) of differentthickness & modular width 1200 mm in Controlled Factory Environment with approvedmethodology confirming to IS 10297:1982 by using long line casting method having arrangement ofproper steel bed. Concreting should be done by batch mixing plant capable of producing zero slumpconcrete, transported through automatic shuttels of standard make & layed on bed with the help ofextruder/Slipformer, finishing, curing and also provision of steam curing. Cutting, makingnecessary cutout/holes of required sizes for services in slab element after achieving requiredstrength, yard handling & stacking all complete as per approved shop drawings & design mix as perthe direction of the Engineer-in-charge. (Cost of strands should be paid separately) — Extra for using M-50 (Cement content 425 kg) instead of M-40 | 250mm thick hollow core slab | Metre | 98.14
New Technologies & Materials | 31.73.2.6 | Fabrication & Manufacturing of Prestressed Hollow Core slab (Hollow area 25 to 30%) of differentthickness & modular width 1200 mm in Controlled Factory Environment with approvedmethodology confirming to IS 10297:1982 by using long line casting method having arrangement ofproper steel bed. Concreting should be done by batch mixing plant capable of producing zero slumpconcrete, transported through automatic shuttels of standard make & layed on bed with the help ofextruder/Slipformer, finishing, curing and also provision of steam curing. Cutting, makingnecessary cutout/holes of required sizes for services in slab element after achieving requiredstrength, yard handling & stacking all complete as per approved shop drawings & design mix as perthe direction of the Engineer-in-charge. (Cost of strands should be paid separately) — Extra for using M-50 (Cement content 425 kg) instead of M-40 | 300mm thick hollow core slab | Metre | 117.77
New Technologies & Materials | 31.73.2.7 | Fabrication & Manufacturing of Prestressed Hollow Core slab (Hollow area 25 to 30%) of differentthickness & modular width 1200 mm in Controlled Factory Environment with approvedmethodology confirming to IS 10297:1982 by using long line casting method having arrangement ofproper steel bed. Concreting should be done by batch mixing plant capable of producing zero slumpconcrete, transported through automatic shuttels of standard make & layed on bed with the help ofextruder/Slipformer, finishing, curing and also provision of steam curing. Cutting, makingnecessary cutout/holes of required sizes for services in slab element after achieving requiredstrength, yard handling & stacking all complete as per approved shop drawings & design mix as perthe direction of the Engineer-in-charge. (Cost of strands should be paid separately) — Extra for using M-50 (Cement content 425 kg) instead of M-40 | 350mm thick hollow core slab | Metre | 148.68
New Technologies & Materials | 31.73.2.8 | Fabrication & Manufacturing of Prestressed Hollow Core slab (Hollow area 25 to 30%) of differentthickness & modular width 1200 mm in Controlled Factory Environment with approvedmethodology confirming to IS 10297:1982 by using long line casting method having arrangement ofproper steel bed. Concreting should be done by batch mixing plant capable of producing zero slumpconcrete, transported through automatic shuttels of standard make & layed on bed with the help ofextruder/Slipformer, finishing, curing and also provision of steam curing. Cutting, makingnecessary cutout/holes of required sizes for services in slab element after achieving requiredstrength, yard handling & stacking all complete as per approved shop drawings & design mix as perthe direction of the Engineer-in-charge. (Cost of strands should be paid separately) — Extra for using M-50 (Cement content 425 kg) instead of M-40 | 400mm thick hollow core slab | Metre | 157.02
New Technologies & Materials | 31.73.3 | Fabrication & Manufacturing of Prestressed Hollow Core slab (Hollow area 25 to 30%) of differentthickness & modular width 1200 mm in Controlled Factory Environment with approvedmethodology confirming to IS 10297:1982 by using long line casting method having arrangement ofproper steel bed. Concreting should be done by batch mixing plant capable of producing zero slumpconcrete, transported through automatic shuttels of standard make & layed on bed with the help ofextruder/Slipformer, finishing, curing and also provision of steam curing. Cutting, makingnecessary cutout/holes of required sizes for services in slab element after achieving requiredstrength, yard handling & stacking all complete as per approved shop drawings & design mix as perthe direction of the Engineer-in-charge. (Cost of strands should be paid separately) | Extra for using M-60 (Cement content 440 kg) instead of M-40, 100mm thick hollow core slab | Metre | 67.3
New Technologies & Materials | 31.73.3.2 | Fabrication & Manufacturing of Prestressed Hollow Core slab (Hollow area 25 to 30%) of differentthickness & modular width 1200 mm in Controlled Factory Environment with approvedmethodology confirming to IS 10297:1982 by using long line casting method having arrangement ofproper steel bed. Concreting should be done by batch mixing plant capable of producing zero slumpconcrete, transported through automatic shuttels of standard make & layed on bed with the help ofextruder/Slipformer, finishing, curing and also provision of steam curing. Cutting, makingnecessary cutout/holes of required sizes for services in slab element after achieving requiredstrength, yard handling & stacking all complete as per approved shop drawings & design mix as perthe direction of the Engineer-in-charge. (Cost of strands should be paid separately) | 120mm thick hollow core slab | Metre | 80.69
New Technologies & Materials | 31.73.3.3 | Fabrication & Manufacturing of Prestressed Hollow Core slab (Hollow area 25 to 30%) of differentthickness & modular width 1200 mm in Controlled Factory Environment with approvedmethodology confirming to IS 10297:1982 by using long line casting method having arrangement ofproper steel bed. Concreting should be done by batch mixing plant capable of producing zero slumpconcrete, transported through automatic shuttels of standard make & layed on bed with the help ofextruder/Slipformer, finishing, curing and also provision of steam curing. Cutting, makingnecessary cutout/holes of required sizes for services in slab element after achieving requiredstrength, yard handling & stacking all complete as per approved shop drawings & design mix as perthe direction of the Engineer-in-charge. (Cost of strands should be paid separately) | 150mm thick hollow core slab | Metre | 100.94
New Technologies & Materials | 31.73.3.4 | Fabrication & Manufacturing of Prestressed Hollow Core slab (Hollow area 25 to 30%) of differentthickness & modular width 1200 mm in Controlled Factory Environment with approvedmethodology confirming to IS 10297:1982 by using long line casting method having arrangement ofproper steel bed. Concreting should be done by batch mixing plant capable of producing zero slumpconcrete, transported through automatic shuttels of standard make & layed on bed with the help ofextruder/Slipformer, finishing, curing and also provision of steam curing. Cutting, makingnecessary cutout/holes of required sizes for services in slab element after achieving requiredstrength, yard handling & stacking all complete as per approved shop drawings & design mix as perthe direction of the Engineer-in-charge. (Cost of strands should be paid separately) | 200mm thick hollow core slab | Metre | 125.56
New Technologies & Materials | 31.73.3.5 | Fabrication & Manufacturing of Prestressed Hollow Core slab (Hollow area 25 to 30%) of differentthickness & modular width 1200 mm in Controlled Factory Environment with approvedmethodology confirming to IS 10297:1982 by using long line casting method having arrangement ofproper steel bed. Concreting should be done by batch mixing plant capable of producing zero slumpconcrete, transported through automatic shuttels of standard make & layed on bed with the help ofextruder/Slipformer, finishing, curing and also provision of steam curing. Cutting, makingnecessary cutout/holes of required sizes for services in slab element after achieving requiredstrength, yard handling & stacking all complete as per approved shop drawings & design mix as perthe direction of the Engineer-in-charge. (Cost of strands should be paid separately) | 250mm thick hollow core slab | Metre | 157.02
New Technologies & Materials | 31.73.3.6 | Fabrication & Manufacturing of Prestressed Hollow Core slab (Hollow area 25 to 30%) of differentthickness & modular width 1200 mm in Controlled Factory Environment with approvedmethodology confirming to IS 10297:1982 by using long line casting method having arrangement ofproper steel bed. Concreting should be done by batch mixing plant capable of producing zero slumpconcrete, transported through automatic shuttels of standard make & layed on bed with the help ofextruder/Slipformer, finishing, curing and also provision of steam curing. Cutting, makingnecessary cutout/holes of required sizes for services in slab element after achieving requiredstrength, yard handling & stacking all complete as per approved shop drawings & design mix as perthe direction of the Engineer-in-charge. (Cost of strands should be paid separately) | 300mm thick hollow core slab | Metre | 188.49
New Technologies & Materials | 31.73.3.7 | Fabrication & Manufacturing of Prestressed Hollow Core slab (Hollow area 25 to 30%) of differentthickness & modular width 1200 mm in Controlled Factory Environment with approvedmethodology confirming to IS 10297:1982 by using long line casting method having arrangement ofproper steel bed. Concreting should be done by batch mixing plant capable of producing zero slumpconcrete, transported through automatic shuttels of standard make & layed on bed with the help ofextruder/Slipformer, finishing, curing and also provision of steam curing. Cutting, makingnecessary cutout/holes of required sizes for services in slab element after achieving requiredstrength, yard handling & stacking all complete as per approved shop drawings & design mix as perthe direction of the Engineer-in-charge. (Cost of strands should be paid separately) | 350mm thick hollow core slab | Metre | 218.89
New Technologies & Materials | 31.73.3.8 | Fabrication & Manufacturing of Prestressed Hollow Core slab (Hollow area 25 to 30%) of differentthickness & modular width 1200 mm in Controlled Factory Environment with approvedmethodology confirming to IS 10297:1982 by using long line casting method having arrangement ofproper steel bed. Concreting should be done by batch mixing plant capable of producing zero slumpconcrete, transported through automatic shuttels of standard make & layed on bed with the help ofextruder/Slipformer, finishing, curing and also provision of steam curing. Cutting, makingnecessary cutout/holes of required sizes for services in slab element after achieving requiredstrength, yard handling & stacking all complete as per approved shop drawings & design mix as perthe direction of the Engineer-in-charge. (Cost of strands should be paid separately) | 400mm thick hollow core slab | Metre | 251.27
New Technologies & Materials | 31.74.1 | Fabrication and manufacturing of solid precast concrete element with provisions of shearkeys, connecting loops, dowel tubes and proper lifting accessories for walls, beams, slabs,stairs, column etc, of various thickness, shape and size of different concrete gradesmanufactured in controlled factory environment with approved methodology includingmoulds (Pallet system, Tilts form, table moulds, battery moulds, vertical moulds, beammoulds, column moulds, staircase moulds, Facade mould, etc.), mixing, transporting andplacing of concrete, vibrating, curing, finishing, making necessary cutout/holes of requiredsizes for services, yard handling & stacking all complete as per IS 11447:1985 and as perapproved shop drawings and design mix as per the direction of Engineer-in-Charge (Cost ofreinforcement, Mechanical, Electrical and Plumbing inserts will be paid separately) | Concrete grade M-35 (Cement content 370 kgs) | Cum | 24589.02
New Technologies & Materials | 31.74.2 | Fabrication and manufacturing of solid precast concrete element with provisions of shearkeys, connecting loops, dowel tubes and proper lifting accessories for walls, beams, slabs,stairs, column etc, of various thickness, shape and size of different concrete gradesmanufactured in controlled factory environment with approved methodology includingmoulds (Pallet system, Tilts form, table moulds, battery moulds, vertical moulds, beammoulds, column moulds, staircase moulds, Facade mould, etc.), mixing, transporting andplacing of concrete, vibrating, curing, finishing, making necessary cutout/holes of requiredsizes for services, yard handling & stacking all complete as per IS 11447:1985 and as perapproved shop drawings and design mix as per the direction of Engineer-in-Charge (Cost ofreinforcement, Mechanical, Electrical and Plumbing inserts will be paid separately) | Extra for using M-40 (Cement content 400 kg) instead of M-36 | Cum | 501.65
New Technologies & Materials | 31.74.3 | Fabrication and manufacturing of solid precast concrete element with provisions of shearkeys, connecting loops, dowel tubes and proper lifting accessories for walls, beams, slabs,stairs, column etc, of various thickness, shape and size of different concrete gradesmanufactured in controlled factory environment with approved methodology includingmoulds (Pallet system, Tilts form, table moulds, battery moulds, vertical moulds, beammoulds, column moulds, staircase moulds, Facade mould, etc.), mixing, transporting andplacing of concrete, vibrating, curing, finishing, making necessary cutout/holes of requiredsizes for services, yard handling & stacking all complete as per IS 11447:1985 and as perapproved shop drawings and design mix as per the direction of Engineer-in-Charge (Cost ofreinforcement, Mechanical, Electrical and Plumbing inserts will be paid separately) | Extra for using M-50 (Cement content 425 kg) instead of M-36 | Cum | 1028.14
New Technologies & Materials | 31.74.4 | Fabrication and manufacturing of solid precast concrete element with provisions of shearkeys, connecting loops, dowel tubes and proper lifting accessories for walls, beams, slabs,stairs, column etc, of various thickness, shape and size of different concrete gradesmanufactured in controlled factory environment with approved methodology includingmoulds (Pallet system, Tilts form, table moulds, battery moulds, vertical moulds, beammoulds, column moulds, staircase moulds, Facade mould, etc.), mixing, transporting andplacing of concrete, vibrating, curing, finishing, making necessary cutout/holes of requiredsizes for services, yard handling & stacking all complete as per IS 11447:1985 and as perapproved shop drawings and design mix as per the direction of Engineer-in-Charge (Cost ofreinforcement, Mechanical, Electrical and Plumbing inserts will be paid separately) | Extra for using M-60 (Cement content 440 kg) instead of M-36 | Cum | 1308.54
New Technologies & Materials | 31.75 | Providing & laying in position Prestressing steel strands (low relaxation) on hollow corebed by using mechanical pulling arrangement like Rabbit/ Bed master including allaccessories for Stressing & destressing operations as per approved make conforming toIS1343 & grade FY-1860 etc, complete as per drawings and direction of Engineer -in-charge |  | KG | 185
New Technologies & Materials | 31.76.1 | Transportation of Precast Elements by flat bed Trailor (Double / Triple axle 40ft Lengthwith proper accessories like A frame etc) from factory, including the cost of loading,unloading & stacking at site with the help of required capacity cranes | Lead within 15km | Metre | 644.25
New Technologies & Materials | 31.76.2 | Transportation of Precast Elements by flat bed Trailor (Double / Triple axle 40ft Lengthwith proper accessories like A frame etc) from factory, including the cost of loading,unloading & stacking at site with the help of required capacity cranes | Add/Deduct over item 26.76.1 for every additional lead of 5 km | Metre | 142.09
New Technologies & Materials | 31.77.1 | Erection & Installation of Precast/Prestressed Concrete elements in correct & final positionwith proper line level and plumb at site making all arrangements (i.e cranes, push-pulljacks & all another T & P for lifting Placing & Alignment of elements, within erectiontolerance as per IS 15916 as per approved shop drawings and all complete as per thedirection of Engineer-in-Charge but excluding the cost of sim pads, non shrink grout andsteel works i.e hangers. All work up to fifth floor | Prestressed hollow core Slab up to 200 mm thickness | Sqm | 203.75
New Technologies & Materials | 31.77.2 | Erection & Installation of Precast/Prestressed Concrete elements in correct & final positionwith proper line level and plumb at site making all arrangements (i.e cranes, push-pulljacks & all another T & P for lifting Placing & Alignment of elements, within erectiontolerance as per IS 15916 as per approved shop drawings and all complete as per thedirection of Engineer-in-Charge but excluding the cost of sim pads, non shrink grout andsteel works i.e hangers. All work up to fifth floor | Prestressed hollow core slab above 200 mm up to 400 mm. thickness | Sqm | 350.61
New Technologies & Materials | 31.77.3 | Erection & Installation of Precast/Prestressed Concrete elements in correct & final positionwith proper line level and plumb at site making all arrangements (i.e cranes, push-pulljacks & all another T & P for lifting Placing & Alignment of elements, within erectiontolerance as per IS 15916 as per approved shop drawings and all complete as per thedirection of Engineer-in-Charge but excluding the cost of sim pads, non shrink grout andsteel works i.e hangers. All work up to fifth floor | Solid concrete wall elements | Cum | 2758.37
New Technologies & Materials | 31.78.1 | Providing & Applying weather proof sealant on outer joints of approved make confirmingto IS & directed by Engineer-in-charge | Sealant 25mmx10mm at joints | Metre | 268.13
New Technologies & Materials | 31.79.1 | Providing & Laying of levelling sim pads required sizes (5x5cm to 10x10cm) of PVC /Rubber to adjust level of bearing surface of supporting members as per the direction of Engineer in charge | 2mm thick | Each | 30.36
New Technologies & Materials | 31.79.2 | Providing & Laying of levelling sim pads required sizes (5x5cm to 10x10cm) of PVC /Rubber to adjust level of bearing surface of supporting members as per the direction of Engineer in charge | 5 mm thick | Each | 38.9
New Technologies & Materials | 31.79.3 | Providing & Laying of levelling sim pads required sizes (5x5cm to 10x10cm) of PVC /Rubber to adjust level of bearing surface of supporting members as per the direction of Engineer in charge | 10 mm thick | Each | 55.97
New Technologies & Materials | 31.80.1 | Providing & Grouting of dowel tubes / Shear keys / Joints of precast members with M-61grade cementitious grout (Non Shrink) of approved make by suitable means (Free flowing/pump),curing etc. Complete as per directions of Engineer-in- charge. (The payment shallbe made on the basis of actual weight of approved grout injected.) | Stirrer mixed cementitious grout (non shrink) of approved make in dowel tubes / Shearkeys / Joints of precast members | KG | 111.74
New Technologies & Materials | 31.81 | Providing and fixing Scaffolding net of required width made of high density Polyethylene UV stabilized knittedon warp knitting machines having density construction site/ for vertical extension as per requirement including fastening/tying with building/scaffolding100grams/sqm and shading coefficient minimum 75% around thepipes or with any other fixtures etc. complete as per direction of Engineer-in-Charge. (One time payment shall bemade for providing Scaffolding net from start of work till completion of work including shifting if any. TheScaffolding net shall be the property of the contractor on completion of the work) |  | Sqm | 46.99
New Technologies & Materials | 31.82 | Providing and laying rigid EPS (cellular plastic material) blocks conforming to ASTM standards/specifications ofminimum density 21.60 Kg/cum on floors, steps, stage etc. of required size and shape as per direction of the- The EPS blocks shall be cut to required shape and sizes including cuttings for passing of services, joinedtogether with synthetic resin adhesives as per relevant specifications and packed/placed in position for steppedfloor or platform formation. The top and sides surfaces to be provided with GI woven wire mesh of aperture 5.46mm (with wire dia 0.90 mm) secured to EPS blocks with wire pins/clips. Horizontal top surface to be providedwith 20 mm thick cement concrete 1:2:4 (1 cement: 2 coarse sand: 4 graded stone aggregate upto 6mmchippings) and vertical surface to be provided with 12mm cement plaster 1:4 (1 cement: 4 coarse sand). Theconcrete/plastered surfaces so prepared shall be scratched with wire brushes to form burrs, so as to act as basefor flooring or veneering/panelling to be done later as per approved design (which shall be paid for separately complete as per direction of the Engineer-in-Charge |  | Sqm | 2250.64
New Technologies & Materials | 31.83 | Applying stamping finish to the top surface of freshly laid plain/reinforced cement concrete of specified grade in porticos,sidewalks, driveways, pool decks and open yards as per direction of the Engineer-in-Charge. The process shall include thefollowing:- The concrete shall be placed and screeded to the finished grade, and floated to a uniform surface by using standardfinishing techniques. The approved color hardener @ 2.7 kg/sqm shall be applied evenly to the surface of the fresh concreteby the dry shake method by sprinkling in two or more shakes, floated after each shake and trowelled only after the finalfloating. The approved release agent @ 0.113 kg/sqm shall be applied evenly to the trowelled surface before stamping orthe said release agent can be applied to the flexible polyurethane stamp moulds of approved design and in required sizes toachieve final stamped pattern. These stampings shall be placed on the surface of concrete in three to four pieces at a timeand tapped gently with rammers of sufficient size & weight to leave proper stamp marks and the process repeated for theremaining concrete surface till the whole surface to be stamped is completed within the time while concrete is in plasticstage of setting |  | Sqm | 913.89
New Technologies & Materials | 31.84.5 | Uni Axial Woven polyster geogrid of minimum tensile strength 120KN/m in the Longitudinal direction and 31KN/m in the Transverse direction |  | Sqm | 416.43
New Technologies & Materials | 31.84.6 | Uni Axial Woven polyster geogrid of minimum tensile strength 150KN/m in the Longitudinal direction and 31KN/m in the Transverse direction |  | Sqm | 515.02
New Technologies & Materials | 31.84.7 | Uni Axial Woven polyster geogrid of minimum tensile strength 200KN/m in the Longitudinal direction and 31KN/m in the Transverse direction |  | Sqm | 572.92
New Technologies & Materials | 31.84.8 | Uni Axial Woven polyster geogrid of minimum tensile strength 250KN/m in the Longitudinal direction and 31KN/m in the Transverse direction |  | Sqm | 727.14
New Technologies & Materials | 31.84.9 | Uni Axial Woven polyster geogrid of minimum tensile strength 300KN/m in the Longitudinal direction and 30 KN/m in the Transverse direction |  | Sqm | 834.69
New Technologies & Materials | 31.85.1 | Supplying and laying of Bi-Axial Woven Polyster Geogrid conforming to MORTH 3100 and IRC113, as soilreinforcement/basal reinforcement of granular road base and sub base, area stalilization, track bed stabilization,load transfer platforms Including accessories like tie-strips, nuts & bolts and loops/lugs for joining reinforcingelements with the facia pannels, overlaps and other protective elements for synthetic geo-grids and all other activities required etc. complete as per design requirements, manufacturer specifications and as per direction ofengineer-in- charge | Bi Axial Woven polyster geogrid of minimum tensile strength 20KN/m in both Longitudinal and Transversedirection | Sqm | 204.28
New Technologies & Materials | 31.85.2 | Supplying and laying of Bi-Axial Woven Polyster Geogrid conforming to MORTH 3100 and IRC113, as soilreinforcement/basal reinforcement of granular road base and sub base, area stalilization, track bed stabilization,load transfer platforms Including accessories like tie-strips, nuts & bolts and loops/lugs for joining reinforcingelements with the facia pannels, overlaps and other protective elements for synthetic geo-grids and all other activities required etc. complete as per design requirements, manufacturer specifications and as per direction ofengineer-in- charge | Bi Axial Woven polyster geogrid of minimum tensile strength 40KN/m in both Longitudinal and Transversedirection | Sqm | 405.76
New Technologies & Materials | 31.85.3 | Supplying and laying of Bi-Axial Woven Polyster Geogrid conforming to MORTH 3100 and IRC113, as soilreinforcement/basal reinforcement of granular road base and sub base, area stalilization, track bed stabilization,load transfer platforms Including accessories like tie-strips, nuts & bolts and loops/lugs for joining reinforcingelements with the facia pannels, overlaps and other protective elements for synthetic geo-grids and all other activities required etc. complete as per design requirements, manufacturer specifications and as per direction ofengineer-in- charge | Bi Axial Woven polyster geogrid of minimum tensile strength 60KN/m in both Longitudinal and Transversedirection | Sqm | 352.42
New Technologies & Materials | 31.86.1 | Providing and fixing factory made single extruded WPC (Wood Polymer Composite) soliddoor/window/Ceosetory windows & other Frames/Chowkhat comprising of virgin PVC polymer of K value 58-61(Suspension Grade), calcium carbonate and natural fibers (wood powder/ rice husk/wheat husk) and non toxicadditives (maximum toxicity index of 12 for 100 gms) fabricated with miter joints after applying PVC solventcement and screwed with full body threaded star headed SS screws having minimum frame density of 751kg/cum, screw withdrawal strength of 2200 N (Face) & 1100 N (Edge), minimum compressive strength of 59N/mm2, modulus of elasticity 900 N/mm2 and resistance to spread of flame of Class A category with propertyof being termite/borer proof, water/moisture proof and fire retardant and fixed in position with M.S holdfast/lugs/SS dash fasteners of required dia and length complete as per direction of Engineer-In- Charge. (M.Shold fast/lugs or SS dash fasteners shall be paid for separately). Note: For WPC solid door/window frames, minus 5mm tolerance in dimensions i.e depth and width of profileshall be acceptable. Variation in profile dimensions on plus side shall be acceptable but no extra payment on thisaccount shall be made | Frame size 45 x 70 mm | Metre | 693.08
New Technologies & Materials | 31.86.2 | Providing and fixing factory made single extruded WPC (Wood Polymer Composite) soliddoor/window/Ceosetory windows & other Frames/Chowkhat comprising of virgin PVC polymer of K value 58-61(Suspension Grade), calcium carbonate and natural fibers (wood powder/ rice husk/wheat husk) and non toxicadditives (maximum toxicity index of 12 for 100 gms) fabricated with miter joints after applying PVC solventcement and screwed with full body threaded star headed SS screws having minimum frame density of 751kg/cum, screw withdrawal strength of 2200 N (Face) & 1100 N (Edge), minimum compressive strength of 59N/mm2, modulus of elasticity 900 N/mm2 and resistance to spread of flame of Class A category with propertyof being termite/borer proof, water/moisture proof and fire retardant and fixed in position with M.S holdfast/lugs/SS dash fasteners of required dia and length complete as per direction of Engineer-In- Charge. (M.Shold fast/lugs or SS dash fasteners shall be paid for separately). Note: For WPC solid door/window frames, minus 5mm tolerance in dimensions i.e depth and width of profileshall be acceptable. Variation in profile dimensions on plus side shall be acceptable but no extra payment on thisaccount shall be made | Frame size 45 x 85 mm | Metre | 910.75
New Technologies & Materials | 31.86.3 | Providing and fixing factory made single extruded WPC (Wood Polymer Composite) soliddoor/window/Ceosetory windows & other Frames/Chowkhat comprising of virgin PVC polymer of K value 58-61(Suspension Grade), calcium carbonate and natural fibers (wood powder/ rice husk/wheat husk) and non toxicadditives (maximum toxicity index of 12 for 100 gms) fabricated with miter joints after applying PVC solventcement and screwed with full body threaded star headed SS screws having minimum frame density of 751kg/cum, screw withdrawal strength of 2200 N (Face) & 1100 N (Edge), minimum compressive strength of 59N/mm2, modulus of elasticity 900 N/mm2 and resistance to spread of flame of Class A category with propertyof being termite/borer proof, water/moisture proof and fire retardant and fixed in position with M.S holdfast/lugs/SS dash fasteners of required dia and length complete as per direction of Engineer-In- Charge. (M.Shold fast/lugs or SS dash fasteners shall be paid for separately). Note: For WPC solid door/window frames, minus 5mm tolerance in dimensions i.e depth and width of profileshall be acceptable. Variation in profile dimensions on plus side shall be acceptable but no extra payment on thisaccount shall be made | Frame size 50 x 100 mm | Metre | 932.09
New Technologies & Materials | 31.86.4 | Providing and fixing factory made single extruded WPC (Wood Polymer Composite) soliddoor/window/Ceosetory windows & other Frames/Chowkhat comprising of virgin PVC polymer of K value 58-61(Suspension Grade), calcium carbonate and natural fibers (wood powder/ rice husk/wheat husk) and non toxicadditives (maximum toxicity index of 12 for 100 gms) fabricated with miter joints after applying PVC solventcement and screwed with full body threaded star headed SS screws having minimum frame density of 751kg/cum, screw withdrawal strength of 2200 N (Face) & 1100 N (Edge), minimum compressive strength of 59N/mm2, modulus of elasticity 900 N/mm2 and resistance to spread of flame of Class A category with propertyof being termite/borer proof, water/moisture proof and fire retardant and fixed in position with M.S holdfast/lugs/SS dash fasteners of required dia and length complete as per direction of Engineer-In- Charge. (M.Shold fast/lugs or SS dash fasteners shall be paid for separately). Note: For WPC solid door/window frames, minus 5mm tolerance in dimensions i.e depth and width of profileshall be acceptable. Variation in profile dimensions on plus side shall be acceptable but no extra payment on thisaccount shall be made | Frame size 50 x 125 mm | Metre | 1062.97
New Technologies & Materials | 31.86.5 | Providing and fixing factory made single extruded WPC (Wood Polymer Composite) soliddoor/window/Ceosetory windows & other Frames/Chowkhat comprising of virgin PVC polymer of K value 58-61(Suspension Grade), calcium carbonate and natural fibers (wood powder/ rice husk/wheat husk) and non toxicadditives (maximum toxicity index of 12 for 100 gms) fabricated with miter joints after applying PVC solventcement and screwed with full body threaded star headed SS screws having minimum frame density of 751kg/cum, screw withdrawal strength of 2200 N (Face) & 1100 N (Edge), minimum compressive strength of 59N/mm2, modulus of elasticity 900 N/mm2 and resistance to spread of flame of Class A category with propertyof being termite/borer proof, water/moisture proof and fire retardant and fixed in position with M.S holdfast/lugs/SS dash fasteners of required dia and length complete as per direction of Engineer-In- Charge. (M.Shold fast/lugs or SS dash fasteners shall be paid for separately). Note: For WPC solid door/window frames, minus 5mm tolerance in dimensions i.e depth and width of profileshall be acceptable. Variation in profile dimensions on plus side shall be acceptable but no extra payment on thisaccount shall be made | Frame size 65 x 100 mm | Metre | 1089.7
New Technologies & Materials | 31.86.6 | Providing and fixing factory made single extruded WPC (Wood Polymer Composite) soliddoor/window/Ceosetory windows & other Frames/Chowkhat comprising of virgin PVC polymer of K value 58-61(Suspension Grade), calcium carbonate and natural fibers (wood powder/ rice husk/wheat husk) and non toxicadditives (maximum toxicity index of 12 for 100 gms) fabricated with miter joints after applying PVC solventcement and screwed with full body threaded star headed SS screws having minimum frame density of 751kg/cum, screw withdrawal strength of 2200 N (Face) & 1100 N (Edge), minimum compressive strength of 59N/mm2, modulus of elasticity 900 N/mm2 and resistance to spread of flame of Class A category with propertyof being termite/borer proof, water/moisture proof and fire retardant and fixed in position with M.S holdfast/lugs/SS dash fasteners of required dia and length complete as per direction of Engineer-In- Charge. (M.Shold fast/lugs or SS dash fasteners shall be paid for separately). Note: For WPC solid door/window frames, minus 5mm tolerance in dimensions i.e depth and width of profileshall be acceptable. Variation in profile dimensions on plus side shall be acceptable but no extra payment on thisaccount shall be made | Frame size 65 x 125 mm | Metre | 1360.3
New Technologies & Materials | 31.86.7 | Providing and fixing factory made single extruded WPC (Wood Polymer Composite) soliddoor/window/Ceosetory windows & other Frames/Chowkhat comprising of virgin PVC polymer of K value 58-61(Suspension Grade), calcium carbonate and natural fibers (wood powder/ rice husk/wheat husk) and non toxicadditives (maximum toxicity index of 12 for 100 gms) fabricated with miter joints after applying PVC solventcement and screwed with full body threaded star headed SS screws having minimum frame density of 751kg/cum, screw withdrawal strength of 2200 N (Face) & 1100 N (Edge), minimum compressive strength of 59N/mm2, modulus of elasticity 900 N/mm2 and resistance to spread of flame of Class A category with propertyof being termite/borer proof, water/moisture proof and fire retardant and fixed in position with M.S holdfast/lugs/SS dash fasteners of required dia and length complete as per direction of Engineer-In- Charge. (M.Shold fast/lugs or SS dash fasteners shall be paid for separately). Note: For WPC solid door/window frames, minus 5mm tolerance in dimensions i.e depth and width of profileshall be acceptable. Variation in profile dimensions on plus side shall be acceptable but no extra payment on thisaccount shall be made | 26.86.7 Frame size 65 x 150 mm | Metre | 1614.95
New Technologies & Materials | 31.87.1 | Providing and fixing factory made single extruded WPC (Wood Polymer Composite) solid plain flush door shutterof required size comprising of virgin polymer of K value 58-60 (Suspension Grade), calcium carbonate andnatural fibers (wood powder/ rice husk/wheat husk) and non toxic additives (maximum toxicity index of 12 for101 gms) having minimum density of 650 kg/cum and screw withdrawal strength of 1800 N (Face) & 900 N(Edge), minimum compressive strength 50 N/mm2, modulus of elasticity 850 N/mm2 and resistance to spreadof flame of Class A category with property of being termite/borer proof, water/moisture proof and fireretardant and fixing with stainless steel butt hinges of required size with necessary full body threaded starheaded counter sunk S.S screws, all as per direction of Engineer-In- Charge. (Note: stainless steel butt hinges andnecessary S.S screws shall be paid separately) | 30 mm thick | Sqm | 4313.63
New Technologies & Materials | 31.87.2 | Providing and fixing factory made single extruded WPC (Wood Polymer Composite) solid plain flush door shutterof required size comprising of virgin polymer of K value 58-60 (Suspension Grade), calcium carbonate andnatural fibers (wood powder/ rice husk/wheat husk) and non toxic additives (maximum toxicity index of 12 for101 gms) having minimum density of 650 kg/cum and screw withdrawal strength of 1800 N (Face) & 900 N(Edge), minimum compressive strength 50 N/mm2, modulus of elasticity 850 N/mm2 and resistance to spreadof flame of Class A category with property of being termite/borer proof, water/moisture proof and fireretardant and fixing with stainless steel butt hinges of required size with necessary full body threaded starheaded counter sunk S.S screws, all as per direction of Engineer-In- Charge. (Note: stainless steel butt hinges andnecessary S.S screws shall be paid separately) | 35 mm thick | Sqm | 4966.62
New Technologies & Materials | 31.88.1 | Providing and fixing factory made single extruded WPC (Wood Polymer Composite) solid decorative type flushdoor shutter of required size comprising of virgin polymer of K value 58-60 (Suspension Grade), calciumcarbonate and natural fibers (wood powder/ rice husk/wheat husk) and non toxic additives (maximum toxicityindex of 12 for 100 gms) having minimum density of 650 kg/cum and screw withdrawal strength of 1800 N(Face) & 900 N (Edge), minimum compressive strength 50 N/mm2, modulus of elasticity 850 N/mm2 andresistance to spread of flame of Class A category with property of being termite/borer proof, water/moistureproof and fire retardant. WPC to be laminated with PVC foil of minimum 14 microns thick of approved designpasted with hot melt adhesive on both faces of shutter and fixing with stainless steel butt hinges of required sizewith necessary full body threaded star headed counter sunk S.S screws, all as per direction of Engineer-In-Charge. (Note: stainless steel butt hinges and necessary S.S screws shall be paid separately) | 30 mm thick | Sqm | 4716.31
New Technologies & Materials | 31.88.2 | Providing and fixing factory made single extruded WPC (Wood Polymer Composite) solid decorative type flushdoor shutter of required size comprising of virgin polymer of K value 58-60 (Suspension Grade), calciumcarbonate and natural fibers (wood powder/ rice husk/wheat husk) and non toxic additives (maximum toxicityindex of 12 for 100 gms) having minimum density of 650 kg/cum and screw withdrawal strength of 1800 N(Face) & 900 N (Edge), minimum compressive strength 50 N/mm2, modulus of elasticity 850 N/mm2 andresistance to spread of flame of Class A category with property of being termite/borer proof, water/moistureproof and fire retardant. WPC to be laminated with PVC foil of minimum 14 microns thick of approved designpasted with hot melt adhesive on both faces of shutter and fixing with stainless steel butt hinges of required sizewith necessary full body threaded star headed counter sunk S.S screws, all as per direction of Engineer-In-Charge. (Note: stainless steel butt hinges and necessary S.S screws shall be paid separately) | 35 mm thick | Sqm | 5369.3
New Technologies & Materials | 31.89.1 | Providing and fixing factory made single extruded WPC (Wood Polymer Composite) solid board one side whitecolor and other side of board laminted with PVC foil of minimum 14 micron thickness of approved design pastedwith hot melt adhesive for cup boards, work stations and bathroom/kitchen cabinet etc. of required sizescomprising of virgin polymer of K value 58-60 (Suspension Grade), calcium carbonate and natural fibers (woodpowder/ rice husk/wheat husk) and non toxic additives (maximum toxicity index of 12 for 100 gms) havingminimum density of 650 kg/cum and screw withdrawal strength of 1800 N (Face) & 900 N (Edge), minimumcompressive strength 50 N/mm2, modulus of elasticity 850 N/mm2 and resistance to spread of flame of Class Acategory with property of being termite/borer proof, water/moisture proof and fire retardant and fixing withstainless steel piano hinges/soft close clip on concealed hinges of required size with necessary full body threadedstar headed counter sunk S.S screws, all as per direction of Engineer-In- Charge. (Note: stainless steel pianohinges/soft close clip on concealed hinges and necessary S.S screws shall be paid separately) | 18 mm thick | Sqm | 2968.32
New Technologies & Materials | 31.89.2 | Providing and fixing factory made single extruded WPC (Wood Polymer Composite) solid board one side whitecolor and other side of board laminted with PVC foil of minimum 14 micron thickness of approved design pastedwith hot melt adhesive for cup boards, work stations and bathroom/kitchen cabinet etc. of required sizescomprising of virgin polymer of K value 58-60 (Suspension Grade), calcium carbonate and natural fibers (woodpowder/ rice husk/wheat husk) and non toxic additives (maximum toxicity index of 12 for 100 gms) havingminimum density of 650 kg/cum and screw withdrawal strength of 1800 N (Face) & 900 N (Edge), minimumcompressive strength 50 N/mm2, modulus of elasticity 850 N/mm2 and resistance to spread of flame of Class Acategory with property of being termite/borer proof, water/moisture proof and fire retardant and fixing withstainless steel piano hinges/soft close clip on concealed hinges of required size with necessary full body threadedstar headed counter sunk S.S screws, all as per direction of Engineer-In- Charge. (Note: stainless steel pianohinges/soft close clip on concealed hinges and necessary S.S screws shall be paid separately) | 25 mm thick | Sqm | 3854.63
New Technologies & Materials | 31.90.1 | Providing and fixing factory made single extruded WPC (Wood Polymer Composite) solid plain white color boardfor backing of cup boards and bathroom/kitchen cabinets etc. of required size comprising of virgin polymer of Kvalue 58-60 (Suspension Grade), calcium carbonate and natural fibers (wood powder/ rice husk/wheat husk)and non toxic additives (maximum toxicity index of 12 for 100 gms) having minimum density of 650 kg/cum andscrew withdrawal strength of 1800 N (Face) & 900 N (Edge), minimum compressive strength 50 N/mm2,modulus of elasticity 850 N/mm2 and resistance to spread of flame of Class A category with property of beingtermite/borer proof, water/moisture proof and fire retardant and fixing with stainless steel screws etc. all as perdirection of Engineer-In- Charge. (Note: stainless steel screws shall be paid separately) | 6 mm thick | Sqm | 1081.25
New Technologies & Materials | 31.90.2 | Providing and fixing factory made single extruded WPC (Wood Polymer Composite) solid plain white color boardfor backing of cup boards and bathroom/kitchen cabinets etc. of required size comprising of virgin polymer of Kvalue 58-60 (Suspension Grade), calcium carbonate and natural fibers (wood powder/ rice husk/wheat husk)and non toxic additives (maximum toxicity index of 12 for 100 gms) having minimum density of 650 kg/cum andscrew withdrawal strength of 1800 N (Face) & 900 N (Edge), minimum compressive strength 50 N/mm2,modulus of elasticity 850 N/mm2 and resistance to spread of flame of Class A category with property of beingtermite/borer proof, water/moisture proof and fire retardant and fixing with stainless steel screws etc. all as perdirection of Engineer-In- Charge. (Note: stainless steel screws shall be paid separately) | 12 mm thick | Sqm | 1691.56
New Technologies & Materials | 31.91 | Providing and fixing factory made 18 mm thick single extruded WPC (Wood Polymer Composite) solid plain whitecolour board Jali, CNC (Computer numeric control) routed of approved design by Engineer-in -charge which aremachine cut for duct/shaft covering, partitions and facades comprising of virgin polymer of K value 58-61additives(maximum toxicity index of 12 for 100 gms) having minimum density of 650 kg/cum and screwwithdrawal strength of 1800 N (Face) minimum compressive strength 50 N/mm2, modulus of elasticity 851N/mm2 and resistance to spread of flame of Class A category with properties of being termite/borer proof,water/moisture proof and fire retardant and fixing on M.S (mild steel) frame made of 25 x 25 x 1.5 mm squarehollow box section including applying a priming coat of approved steel primer, placed at grid made at 1.0 x 1.0 mor as per requirement at site with necessary stainless steel fasteners and SS screws etc., all complete as perdirection of Engineer-In- Charge. (Note: M.S (mild steel) framework with priming coat and necessary SS fasteners and SS screws shall be paidseparately |  | Sqm | 3359.01
Special Items for Ladakh | 32.1 | Providing & fixing stabilized mud concrete solid blocks (adobe) with 3% cement, masonry up to floor five level including hoisting and setting in position in mud mortar using approved quality mud with carriage of material complete |  | Cum | 7225.54
Special Items for Ladakh | 32.2 | Providing & fixing upto floor five level precast sun dried mud bricks in mud mortar using approved quality mud with carriage of material complete |  | Cum | 6512.48
Special Items for Ladakh | 32.3.1 | Providing and laying in position rammed earth in walls (Upto floor One level) | Providing and laying in position stabilized rammed earth with 8% cement in walls using mixture of selected earth and clay of gradation as directed by engineer in charge mechanically mixed, placed in position compacted by vibration including form work up to floor one level | Cum | 7483.09
Special Items for Ladakh | 32.3.2 | Providing and laying in position rammed earth in walls (Upto floor One level) | Providing and laying in position stabilized rammed earth with 5% cement in walls using mixture of selected earth and clay of gradation as directed by engineer in charge mechanically mixed, placed in position compacted by vibration including form work up to floor one level | Cum | 6773.06
Special Items for Ladakh | 32.3.3 | Providing and laying in position rammed earth in walls (Upto floor One level) | Providing and laying in position rammed earth in walls using mixture of selected earth and clay of gradation as directed by engineer in charge mechanically mixed, placed in position compacted by vibration including form work up to floor one level | Cum | 5585.3
Special Items for Ladakh | 32.4.1 | Providing and laying in position rammed earth in walls (above floor two level upto floor five level) | Providing and laying in position stabilized rammed earth with 8% cement in walls using mixture of selected earth and clay of gradation as directed by engineer in charge mechanically mixed, placed in position compacted by vibration including form work above floor two level upto floor five level | Cum | 8439.56
Special Items for Ladakh | 32.4.2 | Providing and laying in position rammed earth in walls (above floor two level upto floor five level) | Providing and laying in position stabilized rammed earth with 5% cement in walls using mixture of selected earth and clay of gradation as directed by engineer in charge mechanically mixed, placed in position compacted by vibration including form work above floor two level upto floor five level | Cum | 7729.53
Special Items for Ladakh | 32.4.3 | Providing and laying in position rammed earth in walls (above floor two level upto floor five level) | Providing and laying in position rammed earth in walls using mixture of selected earth and clay of gradation as directed by engineer in charge mechanically mixed, placed in position compacted by vibration including form work above floor two level upto floor five level | Cum | 6541.77
Special Items for Ladakh | 32.5.1 | Providing and fixing round beams (local Ballies), including hoisting, fixing in position and applying wood preservative for the unexposed surfaces, etc. complete job; | Average diameter 350 mm | Rmt | 1119.42
Special Items for Ladakh | 32.5.2 | Providing and fixing round beams (local Ballies), including hoisting, fixing in position and applying wood preservative for the unexposed surfaces, etc. complete job; | Average diameter 225 mm | Rmt | 999.92
Special Items for Ladakh | 32.6.1 | Providing and fixing traditionally carved wood work (Shingstak) over doors and windows including all accessories as per the direction of the Engineer in-charge, complete with; | 2nd class kail wood | Sqm | 17780.88
Special Items for Ladakh | 32.6.2 | Providing and fixing traditionally carved wood work (Shingstak) over doors and windows including all accessories as per the direction of the Engineer in-charge, complete with; | Local willow wood | Sqm | 15878.55
Special Items for Ladakh | 32.6.3 | Providing and fixing traditionally carved wood work (Shingstak) over doors and windows including all accessories as per the direction of the Engineer in-charge, complete with; | Budloo wood | Sqm | 16712.26
Special Items for Ladakh | 32.7 | Providing and fixing local talboos (Second order branch willow tree) including providing an ornamental look and fixing with nails complete job |  | Sqm | 1451.55
Special Items for Ladakh | 32.9 | Providing and laying 200mm thick mud pushka over talboos with 5mm thick dry grass (Yakzes/spoto/dry paddy straw etc), including ramming at OMC |  | Sqm | 665.79
Special Items for Ladakh | 32.10 | Providing & fixing brick masonry with cement mortar 1:6 up to floor five level with cured Cellular light weight bricks made of cement, sand and foaming agent with cement content @ 200 kg per Cubic Meter, including carriages complete |  | Cum | 17466.94
Special Items for Ladakh | 32.11 | Providing & fixing upto floor five level compressed earth blocks (CEB) made an appropriate mix of dry inorganic subsoil, non-expansive clay, sand, and aggregate, in mud mortar, including cost of materials complete |  | Cum | 9238.98
Special Items for Ladakh | 32.12 | Providing & fixing upto floor five level compressed stabilized earth blocks (CEB) made an appropriate mix of dry inorganic subsoil, non-expansive clay, sand, and aggregate with 5% cement as stabilizer, in mud mortar, including cost of materials complete |  | Cum | 10427.24
Special Items for Ladakh | 32.13 | Disposal of accumulated snow from roads by mechanical means using loader and tipper/tractor |  | Cum | 328.15
Special Items for Ladakh | 32.14 | Providing & fixing stabilized mud concrete solid blocks (adobe) with 3% cement, masonry up to floor five level including hoisting and setting in position in cement mortar 1:6 using approved quality mud with carriage of material complete |  | Cum | 8285.03
Special Items for Ladakh | 32.15 | Providing & fixing mud concrete solid blocks (adobe), masonry up to floor five level including hoisting and setting in position in mud mortar using approved quality mud with carriage of material complete |  | Cum | 6512.48