## Source
Schedule | Mizoram Schedule of Rates (Volume I) 2019
Department | Mizoram PWD
Edition | 2019
Effective from | 2019-02-01
Official source | https://pwd.mizoram.gov.in/uploads/attachments/2022/03/c6fc387ce731a387e11c9c1838a35189/sor-vol-i-2019.pdf
Retrieved on | 2026-07-29
Items | 702
Notice | Transcribed from the official PDF published by the department, for reference only.
Rates change through correction slips. Verify against the official source before pricing a bid.
Published by Arched AI — https://arched.ai/resources/sor

## Rates
Chapter | Item code | Item | Sub-item | Unit | Rate (INR)
Preparatory Works - Jungle Clearance | 1.01 | Clearing grass and removal of rubbish upto a distance of 50 metres outside the periphery of the area cleared. By Manual means |  | Sqm | 6.8
Preparatory Works - Jungle Clearance | 1.02(a)(i) | Clearing and grubbing road land including uprooting rank vegetation, grass, brush shrubs, saplings and trees of girth upto 300 mm, removal of stumps, disposal of unserviceable material and stacking of serviceable material upto 100 metres from road boundary — By manual means | In area of light jungle | Sqm | 9.1
Preparatory Works - Jungle Clearance | 1.02(a)(ii) | Clearing and grubbing road land including uprooting rank vegetation, grass, brush shrubs, saplings and trees of girth upto 300 mm, removal of stumps, disposal of unserviceable material and stacking of serviceable material upto 100 metres from road boundary — By manual means | In area of thorny jungle | Sqm | 13.6
Preparatory Works - Jungle Clearance | 1.02(b) | Clearing and grubbing road land including uprooting rank vegetation, grass, brush shrubs, saplings and trees of girth upto 300 mm, removal of stumps, disposal of unserviceable material and stacking of serviceable material upto 100 metres from road boundary | By Mechanical means. (for all classes of jungle) | Sqm | 3
Preparatory Works - Jungle Clearance | 1.03(a)(i) | Clearing jungle including uprooting of rank vegetation, grass, brush wood, trees and saplings of girth upto 30cm measured at a height of 1m above ground level and removal of rubbish upto a distance of 50 metres outside the periphery of the area cleared — By manual means | Light jungle | Sqm | 7
Preparatory Works - Jungle Clearance | 1.03(a)(ii) | Clearing jungle including uprooting of rank vegetation, grass, brush wood, trees and saplings of girth upto 30cm measured at a height of 1m above ground level and removal of rubbish upto a distance of 50 metres outside the periphery of the area cleared — By manual means | Medium jungle | Sqm | 10.6
Preparatory Works - Jungle Clearance | 1.03(a)(iii) | Clearing jungle including uprooting of rank vegetation, grass, brush wood, trees and saplings of girth upto 30cm measured at a height of 1m above ground level and removal of rubbish upto a distance of 50 metres outside the periphery of the area cleared — By manual means | Heavy jungle | Sqm | 14.1
Preparatory Works - Jungle Clearance | 1.04(a) | Felling trees of girth (measured at a height of 1m above ground level) including cutting of trunks and branches and removing the roots and stacking of serviceable material and disposal of unserviceable material with all lifts and upto a lead of 100 metres and earth filling in the depression/pit | G irth from 30 cm to 60 cm | Nos | 252.9
Earthwork | 2.01(a) | Surface dressing of ground including removing vegetation and inequalities not exceeding 15cm deep and disposal of rubbish, lead upto 50 m and lift upto 1.5m | All kinds of soil | Sqm | 14.4
Earthwork | 2.02(a) | Clearing landslips including removal of spoils upto 30m. (For recently deposited earthwork ) | Ordinary soil | Cum | 110.1
Earthwork | 2.02(b) | Clearing landslips including removal of spoils upto 30m. (For recently deposited earthwork ) | Rock debris (Blasting not required) | Cum | 166.7
Earthwork | 2.02(c) | Clearing landslips including removal of spoils upto 30m. (For recently deposited earthwork ) | Rocks (Blasting required) | Cum | 354.5
Earthwork | 2.02(d) | Clearing landslips including removal of spoils upto 30m. (For recently deposited earthwork ) | Rocks (Chiseling works required): Earthwork for landslips deposited before monsoon which has had full monsoon on it will be considered as a normal earthwork in excavation | Cum | 963.5
Earthwork | 2.03(a)(i) | Earthwork in excavation exclusive of compensation of earth in — Ordinary soil | Kassi work undressed involving an average horizontal throw upto 2 metres and an average vertical lift upto 0.50 metres including breaking of clods | Cum | 118.4
Earthwork | 2.03(a)(ii) | Earthwork in excavation exclusive of compensation of earth in — Ordinary soil | Earthwork with combined lead upto 15 metres including breaking of clods | Cum | 157.3
Earthwork | 2.03(b) | Earthwork in excavation exclusive of compensation of earth in | Hard soil ( pick work ) | Cum | 238.1
Earthwork | 2.03(c) | Earthwork in excavation exclusive of compensation of earth in | Soft Rock (Blasting works) | Cum | 506.4
Earthwork | 2.04(a) | Extra for additional lead as in through cutting or when excavated earth/ rock etc. cannot be disposed of directly to valley below, by manual means (when lead is more than 15m) | Ordinary and Hard Soil | Cum | 111.4
Earthwork | 2.04(a)(i) | Extra for additional lead as in through cutting or when excavated earth/ rock etc. cannot be disposed of directly to valley below, by manual means (when lead is more than 15m) — Ordinary and Hard Soil | When overall lead is upto 100m | Cum | 247
Earthwork | 2.04(b) | Extra for additional lead as in through cutting or when excavated earth/ rock etc. cannot be disposed of directly to valley below, by manual means (when lead is more than 15m) | Soft and Hard rock | Cum | 178.2
Earthwork | 2.04(b)(i) | Extra for additional lead as in through cutting or when excavated earth/ rock etc. cannot be disposed of directly to valley below, by manual means (when lead is more than 15m) — Soft and Hard rock | When overall lead is upto 100m | Cum | 395.1
Earthwork | 2.05(a) | Earth work in surface excavation not exceeding 30 cm in depth but exceeding 1.5 m in width as well as 10 sqm on plan including getting out and disposal of excavated earth upto 50 m and lift upto 1.5 m, as directed by Engineer-in- Charge | All kinds of soil | Sqm | 54.4
Earthwork | 2.07(a) | Earthwork in excavation in foundation trenches or drains etc. (not exceeding 1.5m in width or 10sqm on plan) including dressing of sides and ramming of bottoms, lift upto 1.5m including getting out excavated soil and disposal of surplus excavated soil as directed within a lead of 50 metres | Oridinary Soil | Cum | 419.9
Earthwork | 2.07(b) | Earthwork in excavation in foundation trenches or drains etc. (not exceeding 1.5m in width or 10sqm on plan) including dressing of sides and ramming of bottoms, lift upto 1.5m including getting out excavated soil and disposal of surplus excavated soil as directed within a lead of 50 metres | Hard Soil ( pick work ) (Coefficient for ordinary soil increased 1.5 times) | Cum | 629.9
Earthwork | 2.07(c) | Earthwork in excavation in foundation trenches or drains etc. (not exceeding 1.5m in width or 10sqm on plan) including dressing of sides and ramming of bottoms, lift upto 1.5m including getting out excavated soil and disposal of surplus excavated soil as directed within a lead of 50 metres | Very Hard Soil ( jumper work ) (Coefficient for ordinary soil increased 2 times) | Cum | 839.8
Earthwork | 2.07(d) | Earthwork in excavation in foundation trenches or drains etc. (not exceeding 1.5m in width or 10sqm on plan) including dressing of sides and ramming of bottoms, lift upto 1.5m including getting out excavated soil and disposal of surplus excavated soil as directed within a lead of 50 metres | Soft Rock (blasting work) | Cum | 699.2
Earthwork | 2.08(a) | Earthwork in excavation in foundation trenches etc. not exceeding 2 meters depth including dressing of bottom and sides of trenches and subsequent filling and compaction in 15cm layers as in column foundations, fence posts, etc. and disposal of all surplus soil as directed within a lead of 30 metres | Oridinary Soil | Cum | 311.1
Earthwork | 2.08(b) | Earthwork in excavation in foundation trenches etc. not exceeding 2 meters depth including dressing of bottom and sides of trenches and subsequent filling and compaction in 15cm layers as in column foundations, fence posts, etc. and disposal of all surplus soil as directed within a lead of 30 metres | Hard Soil ( pick work ) | Cum | 466.6
Earthwork | 2.08(c) | Earthwork in excavation in foundation trenches etc. not exceeding 2 meters depth including dressing of bottom and sides of trenches and subsequent filling and compaction in 15cm layers as in column foundations, fence posts, etc. and disposal of all surplus soil as directed within a lead of 30 metres | Very Hard Soil ( jumper work ) | Cum | 725.8
Earthwork | 2.08(d) | Earthwork in excavation in foundation trenches etc. not exceeding 2 meters depth including dressing of bottom and sides of trenches and subsequent filling and compaction in 15cm layers as in column foundations, fence posts, etc. and disposal of all surplus soil as directed within a lead of 30 metres | Soft Rock (blasting work) | Cum | 742.9
Earthwork | 2.08(e) | Earthwork in excavation in foundation trenches etc. not exceeding 2 meters depth including dressing of bottom and sides of trenches and subsequent filling and compaction in 15cm layers as in column foundations, fence posts, etc. and disposal of all surplus soil as directed within a lead of 30 metres | Hard Rock (blasting work). ( f ) Chiselling/wedging out rock where blasting is prohibited | Cum | 990.1
Earthwork | 2.10(a) | Close timbering over areas including strutting, shoring and packing, cavities (wherever required) etc. complete. (Measurements to be taken of the face area timbered) | Depth not exceeding 1.5 m | Sqm | 116.3
Earthwork | 2.10(b) | Close timbering over areas including strutting, shoring and packing, cavities (wherever required) etc. complete. (Measurements to be taken of the face area timbered) | Depth exceeding 1.5 m but not exceeding 3 m | Sqm | 124.7
Earthwork | 2.10(c) | Close timbering over areas including strutting, shoring and packing, cavities (wherever required) etc. complete. (Measurements to be taken of the face area timbered) | Depth exceeding 3 m but not exceeding 4.5 m | Sqm | 135.8
Earthwork | 2.12(a) | Open timbering in trenches including strutting and shoring complete (measurements to be taken of the face area timbered) | Depth not exceeding 1.5 m | Sqm | 62.7
Earthwork | 2.12(b) | Open timbering in trenches including strutting and shoring complete (measurements to be taken of the face area timbered) | Depth exceeding 1.5 m but not exceeding 3 m | Sqm | 68.3
Earthwork | 2.12(c) | Open timbering in trenches including strutting and shoring complete (measurements to be taken of the face area timbered) | Depth exceeding 3 m but not exceeding 4.5 m | Sqm | 76.6
Earthwork | 2.14 | Extra for planking and strutting in open timbering if required to be left permanently in position. (Face area of the timber permanently left to be measured) |  | Sqm | 780
Earthwork | 2.15(a) | Extra for every additional lift of 1.5 m or part thereof in excavation/banking excavated or stacked materials | All kinds of soil | Cum | 54
Earthwork | 2.15(b) | Extra for every additional lift of 1.5 m or part thereof in excavation/banking excavated or stacked materials | Ordinary or hard rock | Cum | 97.9
Earthwork | 2.17 | Filling available excavated earth (excluding rock) in trenches, plinth, sides of foundations etc. in layers not exceeding 20cm in depth, consolidating each deposited layer by ramming and watering, lead up to 50 m and lift upto 1.5 m |  | Cum | 129.5
Earthwork | 2.19 | Earthwork in surface excavation and dressing including cutting and filling upto 15 cm depth, disposal of excavated earth upto 50m and lift upto 1.5m |  | Sqm | 53.7
Earthwork | 2.22(a) | Diluting and injecting chemical emulsion for post constructional anti termite treatment with Chlorpyriphos/Lindane emulsifiable chemical 20% with 1% concentration | Along external wall where the apron is not provided using chemical emulsion @ 7.5 litres/sq.m of the vertical surface of the substructure to a depth of 300mm including excavation along the wall and rodding etc complete | Rmt | 113.2
Mortar | 3.05(a)(i) | Providing and mixing pidicrete CF 121 or equivalent to substantially increase the quality of concrete in cement mortar for concrete repair and lining, floor toppings, floor screeds etc, — Cement mortar 1:2 | Pedecrete CF 121 | Cum | 466.3
Mortar | 3.05(a)(ii) | Providing and mixing pidicrete CF 121 or equivalent to substantially increase the quality of concrete in cement mortar for concrete repair and lining, floor toppings, floor screeds etc, — Cement mortar 1:2 | Pedecrete CF 51 | Cum | 530
Mortar | 3.05(b)(i) | Providing and mixing pidicrete CF 121 or equivalent to substantially increase the quality of concrete in cement mortar for concrete repair and lining, floor toppings, floor screeds etc, — Cement mortar 1:3 | Pedecrete CF 121 | Cum | 349.7
Mortar | 3.05(b)(ii) | Providing and mixing pidicrete CF 121 or equivalent to substantially increase the quality of concrete in cement mortar for concrete repair and lining, floor toppings, floor screeds etc, — Cement mortar 1:3 | Pedecrete CF 51 | Cum | 397.5
Plain Cement Concrete | 4.13 | Providing and laying damp-proof course 25mm thick with cement concrete 1:2:4 (1cement: 2course sand: 4stone aggregate 12.5mm size) |  | Sqm | 267.2
Plain Cement Concrete | 4.14 | Providing and laying damp-proof course 40mm thick with cement concrete 1:2:4 (1cement: 2course sand: 4stone aggregate 12.5mm size) |  | Sqm | 392.1
Plain Cement Concrete | 4.15 | Providing and laying damp-proof course 50mm thick with cement concrete 1:2:4 (1cement: 2course sand: 4stone aggregate 20mm size) |  | Sqm | 487.9
Plain Cement Concrete | 4.17 | Applying a coat of residual petroleum bitumen of grade of VG-10 of approved quality using 1.7 kg per square metre on damp proof course after cleaning the surface with brushes and finally with a piece of cloth lightly soaked in kerosene oil |  | Sqm | 555.5
Plain Cement Concrete | 4.18 | Extra for concrete work in superstructure above floor V level for each four floors or part thereof |  | Cum | 609.8
Reinforced Cement Concrete | 5.09 | Extra for plain and reinforced cement concrete works in superstructure above floor five level for every floor or part thereof |  | Cum | 609.8
Reinforced Cement Concrete | 5.10(a) | Centering and shuttering including strutting, propping etc. and removal of form for all heights | Foundations, footings, bases of columns etc. for mass concrete | Sqm | 359.1
Reinforced Cement Concrete | 5.10(b) | Centering and shuttering including strutting, propping etc. and removal of form for all heights | Walls including attached pillasters, buttresses, string courses, etc | Sqm | 512
Reinforced Cement Concrete | 5.11 | Smooth finishing of the exposed surface of RCC work with 6mm thick cement mortar 1:3 (1cement: 3fine sand) |  | Sqm | 222.5
Reinforced Cement Concrete | 5.12 | Applying cement slurry on RCC slabs or on cement concrete work using 2.75 kg/sqm for receiving cement concrete floor including roughening, clearing etc. complete |  | Sqm | 52.6
Reinforced Cement Concrete | 5.19 | Extra for rendering smooth the top of suspended floors, landings and staircases (treads and risers) with cement mortar 1:2 (1 cement: 2 coarse sand) including a floating coat of neat cement and protecting the surface with a layer of 7.5 cm of earth laid over 15 mm of fine sand in case of suspended floor and bricks laid in mud mortar in case of landings and steps including subsequent removal and cleaning of the same |  | Sqm | 201.2
Reinforced Cement Concrete | 5.21 | Providing and fixing in position copper plate as per design for expansion joints |  | KG | 285.2
Reinforced Cement Concrete | 5.25 | Add for plaster drip course / groove in plastered surface or moulding to RCC projections |  | Rmt | 48.7
Reinforced Cement Concrete | 5.26 | Extra for laying reinforced cement concrete in or under water and/ or liquid mud including cost of pumping or bailing out water and removing slush etc., complete |  | Cum | 553.9
Reinforced Cement Concrete | 5.27 | Extra for laying reinforced cement concrete in or under foul positions |  | Cum | 192.8
Reinforced Cement Concrete | 5.29 | Extra for R.C.C. work above floor V level for each four floors or part thereof |  | Cum | 609.8
Reinforced Cement Concrete | 5.30(a) | Extra for providing richer or leaner mixes respectively at all floor levels | Providing M-25 grade concrete instead of M-20 grade BMC/ RMC. (Note:- Cement content considered in M-25 is @ 330 kg/cum) | Cum | 122
Reinforced Cement Concrete | 5.30(b) | Extra for providing richer or leaner mixes respectively at all floor levels | Providing M-30 grade concrete instead of M-20 grade BMC/ RMC. (Note: Cement content considered in M-30 is @ 340 kg/ cum) ( c) Providing M-35 grade concrete instead of M-20 grade BMC/ RMC.(Note: Cement content considered in M-35 is @ 350 kg/ cum) | Cum | 244
Brickworks | 6.07 | Extra for providing and placing in position 2 nos 6mm dia. MS bars at every third course of half brick masonry |  | Sqm | 75.7
Brickworks | 6.08 | Honey-comb half brick masonry with first class brick in foundation upto one storey above and below ground level including curing, etc. complete. a) in cement mortar 1: 3 ( 1 cement: 3 coarse sand ) b) in cement mortar 1: 4 ( 1 cement: 4 coarse sand ) |  | Sqm | 965
Brickworks | 6.10 | Extra for 7.5 cm thick brick masonry in superstructure above floor two level for every two floors or part thereof |  | Sqm | 74.1
Brickworks | 6.11 | Extra for providing and placing in position 2 nos 6mm dia. MS bars at every third course of 7.5 cm thick brick masonry |  | Sqm | 77.5
Brickworks | 6.13 | Extra for forming cavity 5cm to 7.5cm wide in cavity walls with necessary weep and vent holes including use of cores and cost of providing and fixing bitumastic coated M.S. ties 300mm long of 25x3mm section at not less than 3 ties per sqm as per approved design |  | Sqm | 166.1
Brickworks | 6.16 | Extra for additional cost of centring for arches exceeding 6m span including all shuttering, bolting, wedging and removal (Area of the soffit to be measured) |  | Sqm | 276.7
Brickworks | 6.19 | Brick edging laid lengthwise with 2nd Class half brick depth including excavation, refilling and disposal of surplus earth lead upto 50 metres |  | Rmt | 85.7
Brickworks | 6.21 | Brick edging 7cm wide 11.4cm deep to plinth protection with First Class Bricks including grouting with cement mortar 1:4 (1 cement: 4 fine sand) |  | Rmt | 117.8
Stoneworks | 7.02 | Extra for regular coursed rubble masonry with hard stone in superstructure above floor two level for every two floors or part thereof |  | Cum | 598.8
Stoneworks | 7.14 | Dry stone pitching 22.50 cm thick including supply of stones and preparing surface complete |  | Sqm | 560.6
Stoneworks | 7.18 | Providing weep holes in brick masonry/stone masonry, plain/reinforced concrete, abutment, wing wall, return wall with 100mm dia AC pipe extending through the full width of the structure with slope of 1(V):20(H) towards drawing face complete as per drawing and technical specification |  | Rmt | 635.7
Marble and Granite Works | 8.03(a) | Providing edge moulding to 18mm thick marble stone counters, Vanities etc including machine polishing to edge to give high gloss finish etc. complete as per design approved by Engineer-in- Charge | Marble work | Rmt | 321.6
Marble and Granite Works | 8.03(b) | Providing edge moulding to 18mm thick marble stone counters, Vanities etc including machine polishing to edge to give high gloss finish etc. complete as per design approved by Engineer-in- Charge | Granite work | Rmt | 528.3
Marble and Granite Works | 8.04 | Extra for fixing marble /granite stone over and above coresponding basic item, in facia and drops of width upto 150 mm with expoxy resin based (Araldite or equivalent) adhesive including cleaning etc. complete |  | Rmt | 582.3
Marble and Granite Works | 8.06 | Mirror polishing on marble work/stone work wherever required to give high gloss finish complete |  | Sqm | 320.9
Marble and Granite Works | 8.08(a) | Providing and fixing expansion hold fasteners on C.C. /R.C.C. surface backing including drilling necessary holes and the cost of bolt etc complete | Fastner with threaded dia 1/4" or 6 mm | Nos | 84.5
Marble and Granite Works | 8.08(b) | Providing and fixing expansion hold fasteners on C.C. /R.C.C. surface backing including drilling necessary holes and the cost of bolt etc complete | Fastner with threaded dia 3/8" or 10 mm | Nos | 74.8
Marble and Granite Works | 8.08(c) | Providing and fixing expansion hold fasteners on C.C. /R.C.C. surface backing including drilling necessary holes and the cost of bolt etc complete | Fastner with threaded dia 1/2" or 12 mm | Nos | 120.9
Marble and Granite Works | 8.09 | Providing and fixing copper pins 7.5 cm long of 6 mm diameter in cement mortar 1:2 (1 cement: 2 fine sand) including making necessary chases |  | Nos | 45.1
Marble and Granite Works | 8.10 | Providing and fixing stone dowel 10x5x2.5 cm cut to double wedge shape as per design, in cement mortar 1:2 (1 cement: 2 fine sand) including making necessary chases |  | Nos | 44.2
Wood & PVC Works | 9.01 | Supplying and fixing 1st class straight jungle heart wood round posts (ban ril) 15cm average dia. including supplying necessary fittings and joining with sawn timber for post etc. fixed in position complete.(excluding earthwork) |  | Rmt | 972.6
Wood & PVC Works | 9.02 | Supplying and fixing 2nd class straight jungle heart wood round posts ( ban ril ) 15cm average dia. including supplying necessary fittings and joining with sawn timber for post etc. fixed in position complete.(excluding earthwork) |  | Rmt | 841.7
Wood & PVC Works | 9.16 | Deduct if fixed shutters (without hinges) are provided instead of openable shutters for doors, windows etc |  | Sqm | 430.2
Wood & PVC Works | 9.19 | Extra for providing 5mm thick ordinary glass panes instead of 4mm thick in panelled and glazed doors, windows etc.(area of doors, windows etc. to be measured) |  | Sqm | 82.7
Wood & PVC Works | 9.20 | Extra for providing 4mm thick frosted glass panes instead of ordinary glass panes 4mm thick in panelled and glazed doors, windows etc.(area of doors, windows etc. to be measured) |  | Sqm | 62
Wood & PVC Works | 9.21 | Extra for providing 5mm thick frosted glass panes instead of ordinary glass panes 4mm thick in panelled and glazed doors, windows etc.(area of doors, windows etc. to be measured) |  | Sqm | 138.5
Wood & PVC Works | 9.22 | Extra for providing 5mm thick ordinary glass panes instead of 4mm thick in glazed doors, windows etc.(area of doors, windows etc. to be measured) |  | Sqm | 140
Wood & PVC Works | 9.23 | Extra for providing 4mm thick frosted glass panes instead of ordinary glass panes 4mm thick in glazed doors, windows etc.(area of doors, windows etc. to be measured) |  | Sqm | 105
Wood & PVC Works | 9.24 | Extra for providing 5mm thick frosted glass panes instead of ordinary glass panes 4mm thick in glazed doors, windows etc.(area of doors, windows etc. to be measured) |  | Sqm | 245
Wood & PVC Works | 9.40 | Providing 50 x 50 x 50mm 1st class local wood plugs including cutting in masonry works and fixing in cement mortar 1:3: (1 cement:3 fine sand) including curing etc. complete |  | Nos | 17.3
Wood & PVC Works | 9.47 | Providing treatment of anti-termite on woods |  | Rmt | 65.8
Wood & PVC Works | 9.48(a)(i) | Providing and fixing wooden pelmet with 25mm dia wooden curtain rod and bracket including sleeves etc. complete (to be fixed on masonry or concrete work) — 1st class teak wood | 12mm thick 100mm wide Pelmet | Rmt | 285.5
Wood & PVC Works | 9.48(a)(ii) | Providing and fixing wooden pelmet with 25mm dia wooden curtain rod and bracket including sleeves etc. complete (to be fixed on masonry or concrete work) — 1st class teak wood | 12mm thick 150 cm wide Pelmet | Rmt | 357.8
Wood & PVC Works | 9.48(b)(i) | Providing and fixing wooden pelmet with 25mm dia wooden curtain rod and bracket including sleeves etc. complete (to be fixed on masonry or concrete work) — 1st class local wood | 12mm thick 100 cm wide Pelmet | Rmt | 305.1
Wood & PVC Works | 9.48(b)(ii) | Providing and fixing wooden pelmet with 25mm dia wooden curtain rod and bracket including sleeves etc. complete (to be fixed on masonry or concrete work) — 1st class local wood | 12mm thick 150 cm wide Pelmet | Rmt | 380.8
Wood & PVC Works | 9.49(a)(i) | Providing and fixing wooden pelmet with 25mm dia wooden curtain rod and bracket etc. complete (to be fixed on wood work) — 1st class lteak wood | 12mm thick 100 cm wide Pelmet | Rmt | 283.2
Wood & PVC Works | 9.49(a)(ii) | Providing and fixing wooden pelmet with 25mm dia wooden curtain rod and bracket etc. complete (to be fixed on wood work) — 1st class lteak wood | 12mm thick 150 cm wide Pelmet | Rmt | 355.5
Wood & PVC Works | 9.49(b)(i) | Providing and fixing wooden pelmet with 25mm dia wooden curtain rod and bracket etc. complete (to be fixed on wood work) — 1st class local wood | 12mm thick 100 cm wide Pelmet | Rmt | 378.4
Wood & PVC Works | 9.49(b)(ii) | Providing and fixing wooden pelmet with 25mm dia wooden curtain rod and bracket etc. complete (to be fixed on wood work) — 1st class local wood | 12mm thick 150 cm wide Pelmet | Rmt | 324.6
Wood & PVC Works | 9.50(a)(i) | Providing and fixing 25mm thick 25cm wide wooden eaves board — Ornamental eaves board | Using 1st class local wood | Rmt | 324.6
Wood & PVC Works | 9.50(a)(ii) | Providing and fixing 25mm thick 25cm wide wooden eaves board — Ornamental eaves board | Using 2nd class local wood | Rmt | 287.4
Wood & PVC Works | 9.50(b)(i) | Providing and fixing 25mm thick 25cm wide wooden eaves board — Local eaves board | Using 1st class local wood | Rmt | 294.7
Wood & PVC Works | 9.50(b)(ii) | Providing and fixing 25mm thick 25cm wide wooden eaves board — Local eaves board | Using 2nd class local wood | Rmt | 257.5
Wood & PVC Works | 9.51 | Providing and fixing flat iron ties 3mm x 2cm x 20cm L-section with galvanised screw for joints of post plate and upright in Assam type building |  | Nos | 69.8
Wood & PVC Works | 9.52 | Providing and fixing flat iron ties 3mm x 2cm x 15cm section with galvanised screw for joints of post plate and roof truss in Assam type building |  | Nos | 15.5
Wood & PVC Works | 9.53(a) | Providing and fixing dressed & chamfered 1st class local wood door and window architrave fixed with sleeves on door chaukhat etc complete | 100mm X 12 mm | Rmt | 229
Wood & PVC Works | 9.53(b) | Providing and fixing dressed & chamfered 1st class local wood door and window architrave fixed with sleeves on door chaukhat etc complete | 75 mm X 12 mm (c ) 50 mm X 12 mm | Rmt | 218
Wood & PVC Works | 9.54(a) | Providing and fixing dressed & chamfered 1st class local wood door and window architrave of size fixed with wooden plug on door chaukhat etc complete | 100mm X 12mm | Rmt | 235.25
Wood & PVC Works | 9.54(b) | Providing and fixing dressed & chamfered 1st class local wood door and window architrave of size fixed with wooden plug on door chaukhat etc complete | 75 mm X 12 mm (c ) 50 mm X 12 mm | Rmt | 222.68
Wood & PVC Works | 9.55 | Providing and fixing factory made PVC door frame made of PVC extruded section (Chaukhat) having overall dimension of 48x40 mm (tolerance + 1 mm) with wall thickness 2.0 mm + 0.2 mm, corners of the door frame to be mitred and joined by means of plastic/M.S. galvanished brackets and stainless steel screws. The hinge side vertical of the frames reinforced by galvanised M.S. tube of size 19x19 mm and 1 mm + 0.1 mm wall thickness and 3 Nos. stainless steel hinges fixed to the frame complete as per manufacturers specification and direction of Engineer-in-charge. (Sintex, Plasopan or equivalent) |  | Rmt | 225.8
Wood & PVC Works | 9.57(a) | Supplying and fixing bamboo work in trusses, frames of sill, upright, batten, post, beams, etc. as structural members fixed in position including supplying necessary fittings and joining fixed in position complete.(excluding earthwork) | Rua average 96-100 mm dia | Rmt | 143.8
Wood & PVC Works | 9.57(b) | Supplying and fixing bamboo work in trusses, frames of sill, upright, batten, post, beams, etc. as structural members fixed in position including supplying necessary fittings and joining fixed in position complete.(excluding earthwork) | Rua average 65-75 mm dia | Rmt | 115.5
Wood & PVC Works | 9.57(c) | Supplying and fixing bamboo work in trusses, frames of sill, upright, batten, post, beams, etc. as structural members fixed in position including supplying necessary fittings and joining fixed in position complete.(excluding earthwork) | Mau average 45-50mm dia | Rmt | 106.1
Steel Works | 10.02 | Providing and fixing ball bearing for rolling shutters |  | Nos | 300.1
Steel Works | 10.03(a) | Extra for providing mechanical device, chain and crank operation for operating rolling shutters | Exceeding 10.00 sqm and upto 16.80 sqm in area. (average say 14.00 sqm) | Sqm | 722.2
Steel Works | 10.03(b) | Extra for providing mechanical device, chain and crank operation for operating rolling shutters | Exceeding 16.80 sqm in area | Sqm | 921.5
Steel Works | 10.07 | Structural steel work rivetted, bolted welded in built up sections, trusses and framed works, including cutting, hoisting, fixing in position and applying a priming coat of approved steel primer all complete. (In Tees, R.S. Joists, Angles, Flats and Channels.) |  | KG | 215.1
Steel Works | 10.08 | Steel work in built up tubular (round, square or rectangular hollow tubes etc.)trusses etc., including cutting, hoisting, fixing in position and applying a priming coat of approved steel primer, including welding and bolted with special shaped washers etc. complete |  | KG | 176.4
Steel Works | 10.10(a) | Providing and fixing hand rail of approved size by welding etc. to steel ladder railing, balcony railing, staircase railing and similar works, including applying priming coat of approved steel primer. (round, square or rectangular hollow tubes etc.) | MS tube 40mm @ 3.6 Kg/m | KG | 178.2
Steel Works | 10.10(a) | Providing and fixing hand rail of approved size by welding etc. to steel ladder railing, balcony railing, staircase railing and similar works, including applying priming coat of approved steel primer. (round, square or rectangular hollow tubes etc.) | GI tube 40mm @ 3.72 Kg/m | KG | 189.7
Steel Works | 10.12 | Providing and fixing a pair of flat iron brackets in concrete work while laying for jointing with timber post etc. including cost of bolts and nuts complete |  | Pair | 164.4
Steel Works | 10.13 | Providing and fixing M.S. round or square bars without M.S flats at required spacings in wooden frame of windows and clerestory windows |  | KG | 90.6
Steel Works | 10.14 | Providing and fixing M.S. round or square bars with M.S flats at required spacings in wooden frame of windows and clerestory windows |  | KG | 86.4
Steel Works | 10.16(a) | Steel work welded in built up sections/framed work including cutting, hoisting, fixing in position and applying a priming coat of approved steel primer using structural steel etc. as required | In stringers, treads, landings etc. of stair-cases including use of chequered plates wherever required all complete | KG | 159.9
Steel Works | 10.17 | Structural steel work in single section fixed with or without connecting plate including cutting, hoisting, fixing in position and applying a priming coat of approved steel primer all complete |  | KG | 122.8
Aluminium Works | 11.01(a)(i) | Providing and fixing anodised aluminium work for doors, windows, ventilators and partitions with extruded built up standard sections/ other sections of approved make conforming to IS: 733 and IS: 1285 fixing with dash fasteners of required dia and size, including necessary filling up of gaps at junctions, at top, bottom and sides with required PVC/ neoprene gaskets etc. Aluminium sections shall be smooth, rust free, straight, mitred and jointed mechanically wherever required including cleat angle, aluminium snap beading for glazing /panelling, CP brass /stainless steel screws all complete including fixing of glasses but excluding cost of glasses — Natural colour | 2 - track sliding windows/ventilators | Sqm | 4481.6
Aluminium Works | 11.01(a)(ii) | Providing and fixing anodised aluminium work for doors, windows, ventilators and partitions with extruded built up standard sections/ other sections of approved make conforming to IS: 733 and IS: 1285 fixing with dash fasteners of required dia and size, including necessary filling up of gaps at junctions, at top, bottom and sides with required PVC/ neoprene gaskets etc. Aluminium sections shall be smooth, rust free, straight, mitred and jointed mechanically wherever required including cleat angle, aluminium snap beading for glazing /panelling, CP brass /stainless steel screws all complete including fixing of glasses but excluding cost of glasses — Natural colour | 3 - track sliding windows/ventilators | Sqm | 4522.7
Aluminium Works | 11.01(a)(iii) | Providing and fixing anodised aluminium work for doors, windows, ventilators and partitions with extruded built up standard sections/ other sections of approved make conforming to IS: 733 and IS: 1285 fixing with dash fasteners of required dia and size, including necessary filling up of gaps at junctions, at top, bottom and sides with required PVC/ neoprene gaskets etc. Aluminium sections shall be smooth, rust free, straight, mitred and jointed mechanically wherever required including cleat angle, aluminium snap beading for glazing /panelling, CP brass /stainless steel screws all complete including fixing of glasses but excluding cost of glasses — Natural colour | 4 - track sliding windows/ventilators | Sqm | 4412.4
Aluminium Works | 11.01(b)(i) | Providing and fixing anodised aluminium work for doors, windows, ventilators and partitions with extruded built up standard sections/ other sections of approved make conforming to IS: 733 and IS: 1285 fixing with dash fasteners of required dia and size, including necessary filling up of gaps at junctions, at top, bottom and sides with required PVC/ neoprene gaskets etc. Aluminium sections shall be smooth, rust free, straight, mitred and jointed mechanically wherever required including cleat angle, aluminium snap beading for glazing /panelling, CP brass /stainless steel screws all complete including fixing of glasses but excluding cost of glasses — Anodised | 2 - track sliding windows/ventilators | Sqm | 4725.1
Aluminium Works | 11.01(b)(ii) | Providing and fixing anodised aluminium work for doors, windows, ventilators and partitions with extruded built up standard sections/ other sections of approved make conforming to IS: 733 and IS: 1285 fixing with dash fasteners of required dia and size, including necessary filling up of gaps at junctions, at top, bottom and sides with required PVC/ neoprene gaskets etc. Aluminium sections shall be smooth, rust free, straight, mitred and jointed mechanically wherever required including cleat angle, aluminium snap beading for glazing /panelling, CP brass /stainless steel screws all complete including fixing of glasses but excluding cost of glasses — Anodised | 3 - track sliding windows/ventilators | Sqm | 4772.7
Aluminium Works | 11.01(b)(iii) | Providing and fixing anodised aluminium work for doors, windows, ventilators and partitions with extruded built up standard sections/ other sections of approved make conforming to IS: 733 and IS: 1285 fixing with dash fasteners of required dia and size, including necessary filling up of gaps at junctions, at top, bottom and sides with required PVC/ neoprene gaskets etc. Aluminium sections shall be smooth, rust free, straight, mitred and jointed mechanically wherever required including cleat angle, aluminium snap beading for glazing /panelling, CP brass /stainless steel screws all complete including fixing of glasses but excluding cost of glasses — Anodised | 4 - track sliding windows/ventilators | Sqm | 4676.4
Aluminium Works | 11.01(c)(i) | Providing and fixing anodised aluminium work for doors, windows, ventilators and partitions with extruded built up standard sections/ other sections of approved make conforming to IS: 733 and IS: 1285 fixing with dash fasteners of required dia and size, including necessary filling up of gaps at junctions, at top, bottom and sides with required PVC/ neoprene gaskets etc. Aluminium sections shall be smooth, rust free, straight, mitred and jointed mechanically wherever required including cleat angle, aluminium snap beading for glazing /panelling, CP brass /stainless steel screws all complete including fixing of glasses but excluding cost of glasses — Powder coated | 2 - track sliding windows/ventilators | Sqm | 5638.2
Aluminium Works | 11.01(c)(ii) | Providing and fixing anodised aluminium work for doors, windows, ventilators and partitions with extruded built up standard sections/ other sections of approved make conforming to IS: 733 and IS: 1285 fixing with dash fasteners of required dia and size, including necessary filling up of gaps at junctions, at top, bottom and sides with required PVC/ neoprene gaskets etc. Aluminium sections shall be smooth, rust free, straight, mitred and jointed mechanically wherever required including cleat angle, aluminium snap beading for glazing /panelling, CP brass /stainless steel screws all complete including fixing of glasses but excluding cost of glasses — Powder coated | 3 - track sliding windows/ventilators | Sqm | 5710.3
Aluminium Works | 11.01(c)(iii) | Providing and fixing anodised aluminium work for doors, windows, ventilators and partitions with extruded built up standard sections/ other sections of approved make conforming to IS: 733 and IS: 1285 fixing with dash fasteners of required dia and size, including necessary filling up of gaps at junctions, at top, bottom and sides with required PVC/ neoprene gaskets etc. Aluminium sections shall be smooth, rust free, straight, mitred and jointed mechanically wherever required including cleat angle, aluminium snap beading for glazing /panelling, CP brass /stainless steel screws all complete including fixing of glasses but excluding cost of glasses — Powder coated | 4 - track sliding windows/ventilators | Sqm | 5666.6
Aluminium Works | 11.02(a) | Supplying of glass panes at site | 4mm thick plate sheet glass | Sqm | 654.8
Aluminium Works | 11.02(b) | Supplying of glass panes at site | 5mm thick plate sheet glass | Sqm | 892.9
Aluminium Works | 11.02(c) | Supplying of glass panes at site | 4mm thick frosted glass | Sqm | 833.4
Aluminium Works | 11.02(d) | Supplying of glass panes at site | 4mm thick Tinted glass | Sqm | 833.4
Aluminium Works | 11.02(e) | Supplying of glass panes at site | 4mm thick Reflective glass | Sqm | 858.4
Aluminium Works | 11.03(a) | Providing and fixing aluminium work for doors, windows, ventilators and partitions with extruded built up standard tubular and other sections of approved make conforming to IS: 733 and IS: 1285, anodised transparent or dyed to required shade according to IS: 1868. (Minimum anodic coating of grade AC 15), fixed with rawl plugs and screws or with fixing clips, or with expansion hold fastners including necessary filling up of gaps at junctions, at top, bottom and sides with required PVC/neoprene felt etc. Aluminium sections shall be smooth, rust free, straight, mitred and jointed mechanically wherever required including cleat angle, Aluminium snap beading for glazing / paneling, C.P. brass / stainless steel screws, all complete as per architectural drawings and the directions of Engineer-in-charge. (Glazing and paneling to be paid for separately ). For fixed portion | Natural colour | Sqm | 3478.6
Aluminium Works | 11.03(b) | Providing and fixing aluminium work for doors, windows, ventilators and partitions with extruded built up standard tubular and other sections of approved make conforming to IS: 733 and IS: 1285, anodised transparent or dyed to required shade according to IS: 1868. (Minimum anodic coating of grade AC 15), fixed with rawl plugs and screws or with fixing clips, or with expansion hold fastners including necessary filling up of gaps at junctions, at top, bottom and sides with required PVC/neoprene felt etc. Aluminium sections shall be smooth, rust free, straight, mitred and jointed mechanically wherever required including cleat angle, Aluminium snap beading for glazing / paneling, C.P. brass / stainless steel screws, all complete as per architectural drawings and the directions of Engineer-in-charge. (Glazing and paneling to be paid for separately ). For fixed portion | Anodised | Sqm | 3645.7
Aluminium Works | 11.03(c) | Providing and fixing aluminium work for doors, windows, ventilators and partitions with extruded built up standard tubular and other sections of approved make conforming to IS: 733 and IS: 1285, anodised transparent or dyed to required shade according to IS: 1868. (Minimum anodic coating of grade AC 15), fixed with rawl plugs and screws or with fixing clips, or with expansion hold fastners including necessary filling up of gaps at junctions, at top, bottom and sides with required PVC/neoprene felt etc. Aluminium sections shall be smooth, rust free, straight, mitred and jointed mechanically wherever required including cleat angle, Aluminium snap beading for glazing / paneling, C.P. brass / stainless steel screws, all complete as per architectural drawings and the directions of Engineer-in-charge. (Glazing and paneling to be paid for separately ). For fixed portion | Powder coated | Sqm | 4272.3
Aluminium Works | 11.04(a) | For shutters of doors, windows & ventilators including providing and fixing hinges/ pivots and making provision for fixing of fittings wherever required including the cost of PVC / neoprene gasket required. (Glazing to be paid for separately) | Natural colour | Sqm | 4247.7
Aluminium Works | 11.04(b) | For shutters of doors, windows & ventilators including providing and fixing hinges/ pivots and making provision for fixing of fittings wherever required including the cost of PVC / neoprene gasket required. (Glazing to be paid for separately) | Anodised | Sqm | 4468.9
Aluminium Works | 11.04(c) | For shutters of doors, windows & ventilators including providing and fixing hinges/ pivots and making provision for fixing of fittings wherever required including the cost of PVC / neoprene gasket required. (Glazing to be paid for separately) | Powder coated | Sqm | 5298.5
Aluminium Works | 11.05(d) | Providing and fixing glazing in aluminium door, window, ventilator shutters and partitions etc. with PVC/ neoprene gasket etc. complete as per the architectural drawings and the directions of engineer-in-charge | Frosted glass of 4.00 mm thickness | Sqm | 2527
Aluminium Works | 11.06(a) | Providing and fixing 12mm thick prelaminated three layer medium density (exterior grade) particle board Grade I, Type II conforming to IS: 12823 bonded with phenol formaldehyde synthetic resin, of approved brand and manufacture in paneling fixed in aluminium doors, windows shutters and partition frames with C.P. brass/ stainless steel screws etc. complete as per architectural drawings and directions of engineer-in-charge | Pre-laminated particle board with decorative lamination on one side and balancing lamination on other side | Sqm | 2111.2
Aluminium Works | 11.06(b) | Providing and fixing 12mm thick prelaminated three layer medium density (exterior grade) particle board Grade I, Type II conforming to IS: 12823 bonded with phenol formaldehyde synthetic resin, of approved brand and manufacture in paneling fixed in aluminium doors, windows shutters and partition frames with C.P. brass/ stainless steel screws etc. complete as per architectural drawings and directions of engineer-in-charge | Prelaminated particle board with decorative lamination on both sides | Sqm | 1573.3
Aluminium Works | 11.08 | Providing and fixing anodised aluminium work (with minimum 15 micron uniform anodic coating) consisting of tee/ angle sections, of approved make conforming to IS: 733 in frames of false ceiling including aluminium angle cleats with necessary C.P. brass/ stainless steel sunk screws, aluminium perimeter angles fixed to wall with rawl plugs @ 450 mm centre to centre and fixing the frame work to level adjusting hangers (6 mm dia. M.S. rods) with necessary cadmium plated machine screws all complete as per approved architectural drawings and direction of the Engineer-in- charge (level adjusting hangers, ceiling cleats and expansion hold fastners to be paid for separately) |  | KG | 1026.2
Aluminium Works | 11.10 | Providing and fixing machine moulded anodised aluminium covering of approved pattern & design, made out of machine cut aluminium sheet and machine holed for receiving screws, over expansion joints on vertical surfaces/ceilings with full threaded, cadmium plated steel screws 4mm dia. stem, 30mm long and aluminium washers 2mm thick, 15mm dia. at a staggered pitch of 200mm centre to centre including drilling holes in the receiving surface and providing expandable plastic sleeves in holes etc. complete. (Anodising on the aluminium sheet 2.5mm thick and washers to be 15 micron thick) |  | Sqm | 6019.7
Aluminium Works | 11.11 | Filling the gap in between aluminium frame & adjacent RCC/ Brick/ Stone work by providing weather silicon sealant over backer rod of approved quality as per architectural drawings and direction of Engineer-in-charge complete. Upto 5mm depth and 5 mm width |  | Rmt | 208.2
Aluminium Works | 11.13(a) | Providing and fixing aluminium strip edging to staircase including fixing with rawl plugs and screws with a thin layer of cement mortar 1:3 (1 cement: 3 coarse sand) | Size of strip edging 57x12x3 mm | Rmt | 263.6
Aluminium Works | 11.13(b) | Providing and fixing aluminium strip edging to staircase including fixing with rawl plugs and screws with a thin layer of cement mortar 1:3 (1 cement: 3 coarse sand) | Size of strip edging 38x12x3 mm | Rmt | 234.1
Flooring | 12.01 | Cement concrete flooring 1:2:4 (1 cement: 2 sand: 4 well graded stone aggregate 20mm size) finished with a floating coat neat cement including cement slurry etc. complete but excluding the cost of nosing of steps etc. 40 mm thick with 20 mm nominal size stone aggregate |  | Sqm | 524.6
Flooring | 12.04 | Extra for making chequers of approved pattern on cement concrete floors, steps, landings, pavements, etc |  | Sqm | 50.6
Flooring | 12.05 | Cement plaster skirting or dado (upto 30cm height) with cement mortar 1:3 (1 cement: 3 sand) finished with a floating coat of neat cement including rounding of junction with floor |  | Sqm | 466.7
Flooring | 12.07(a) | Red oxide plaster skirting (upto 30cm height) with top layer of 6mm thick plaster of cement mortar red oxide mix using 3.5 kg of red oxide of iron per 50 kg of cement in mortar 1:3 (1 cement: 3 sand) finished with a floating coat of cement red oxide mix of the same proportion | 18mm thick with under layer 12mm thick cement plaster 1: 3 (1cement: 3sand) | Sqm | 497.4
Flooring | 12.07(b) | Red oxide plaster skirting (upto 30cm height) with top layer of 6mm thick plaster of cement mortar red oxide mix using 3.5 kg of red oxide of iron per 50 kg of cement in mortar 1:3 (1 cement: 3 sand) finished with a floating coat of cement red oxide mix of the same proportion | 21mm thick with under layer 15mm thick cement plaster 1: 3 (1cement: 3sand) | Sqm | 520.9
Flooring | 12.08 | Providing and fixing glass strips 40mm wide and 4mm thick in joints of terrazo / cement concrete floors |  | Rmt | 70.9
Flooring | 12.10 | Extra if chequered precast cement concrete tiles laid in treads of steps not exceeding 30cm in width |  | Sqm | 51.9
Flooring | 12.16 | Deduct for not grouting the joints with white cement and matching pigment in the items of fiwing of vitrified tiles |  | Sqm | 45.9
Flooring | 12.17 | Grouting the jounts of flooring tiles having joints of 3 mm width using epoxy grout mix of 0.70 kg of organic coated filler of desired shade(0.10kg of hardener and 0.20 kg of resin per kg) grouting and finishing complete as per direction of Engineer-in-charge |  | Sqm | 379.6
Flooring | 12.26 | Extra for pre finished nosing to treads of steps of marble stone |  | Sqm | 423
Flooring | 12.27 | Extra for marble stone flooring in treads lf steps and risers using single length upto 2.00m |  | Sqm | 446.4
Flooring | 12.31 | Extra for kota stone flooring in treads of steps and risers using single length upto 1.05m |  | Sqm | 19.8
Flooring | 12.32 | Extra for pre finished nosing in steps and treads of kota stone |  | Sqm | 139.4
Flooring | 12.37 | Extra for brick flooring laid in diagonal Herring Bond bond or other patterns |  | Sqm | 32.4
Flooring | 12.40 | Single layer rua bamboo turja flooring laid over split bamboo (phakrak) spaced 30cm apart over base frame of whole bamboo 50mm average dia. placed 30cm c/c complete including cost of base frame |  | Sqm | 358.7
Walling | 13.01(a) | Providing and fixing plain, chamfered edged 1st class local wood beading with screws or nails for walls, ceiling, etc. complete. (Basis: CPWD Analysis of Rates, 2003 Vol-III - 375 & 376) | 50mm x 12mm | Rmt | 304.4
Walling | 13.01(b) | Providing and fixing plain, chamfered edged 1st class local wood beading with screws or nails for walls, ceiling, etc. complete. (Basis: CPWD Analysis of Rates, 2003 Vol-III - 375 & 376) | 50mm x 20mm WOOD | Rmt | 229.3
Walling | 13.09(a) | Providing and fixing asbestos cement plain sheet board fixed with 50mm x 12mm thick dressed beading with 50mm wide plain sheet flashing at the horizontal joints including supply of beading and flashing complete excluding cost of timber frame work using | 4 mm thick A.C. plain sheet | Sqm | 564.8
Walling | 13.09(b) | Providing and fixing asbestos cement plain sheet board fixed with 50mm x 12mm thick dressed beading with 50mm wide plain sheet flashing at the horizontal joints including supply of beading and flashing complete excluding cost of timber frame work using | 5 mm thick A.C. plain sheet | Sqm | 586
Walling | 13.09(c) | Providing and fixing asbestos cement plain sheet board fixed with 50mm x 12mm thick dressed beading with 50mm wide plain sheet flashing at the horizontal joints including supply of beading and flashing complete excluding cost of timber frame work using | 6 mm thick A.C. plain sheet GCI SHEET | Sqm | 584.8
Walling | 13.10 | Providing 0.63mm I.S. thickness CGI sheet walling with galvanised iron screws, bolts and nuts 8mm dia. with bitumen and G.I. limpet washers excluding cost of timber frame work. GALVANISED WIRE NET |  | Sqm | 758.3
Walling | 13.11 | Providing and fixing of 23mm to 20mm mesh 1.00mm dia. galvanised wire net walling in 1st. class local wood, chamfered, moulded with 75mm x 25mm including fixing with nails, screws, etc. complete. BAMBOO |  | Sqm | 415.2
Walling | 13.12 | Providing and fixing of bamboo turja walling woven in malkalh pattern in single layer complete excluding beading work |  | Sqm | 194.4
Walling | 13.13 | Providing and fixing of bamboo turja walling woven in bawhtah pattern in single layer complete excluding beading work |  | Sqm | 253.9
Walling | 13.14 | Providing and fixing of bamboo turja walling woven in thumbawh pattern in single layer complete excluding beading work |  | Sqm | 292.2
Walling | 13.18 | Providing and fixing 12mm thick plywood plain ply board walling with necessary screws etc. complete |  | Sqm | 867.4
Doors & Windows Fittings | 14.01 | Providing 40 x 5mm flat iron hold fast 40 cm long including fixing to frame with 10mm dia. bolts, nuts and wooden plugs and embeddings in cement concrete block 30 x 10 x 15cm 1:3:6 mix (1 cement: 3 sand: 6 well graded stone aggregate 20 mm nominal size) |  | Nos | 175.5
Doors & Windows Fittings | 14.02(a) | Providing and fixing M.S. pressed butt hinges bright finished with necessary screws, etc. complete | 200 x 65 x 2.12 mm (Medium type) | Nos | 129.5
Doors & Windows Fittings | 14.02(b) | Providing and fixing M.S. pressed butt hinges bright finished with necessary screws, etc. complete | 150 x 65 x 2.12 mm (Medium type) | Nos | 102.3
Doors & Windows Fittings | 14.02(c) | Providing and fixing M.S. pressed butt hinges bright finished with necessary screws, etc. complete | 125 x 65 x 2.12 mm (Medium type) | Nos | 90.57
Doors & Windows Fittings | 14.02(d) | Providing and fixing M.S. pressed butt hinges bright finished with necessary screws, etc. complete | 100 x 58 x 1.90 mm (Medium type) | Nos | 72.5
Doors & Windows Fittings | 14.03(a) | Providing and fixing M.S. pressed parliamentary hinges bright finished with necessary screws, etc. complete | 125 x 125 x 27 x 2.8mm | Nos | 128.2
Doors & Windows Fittings | 14.03(b) | Providing and fixing M.S. pressed parliamentary hinges bright finished with necessary screws, etc. complete | 100 x 125 x 27 x 2.8mm | Nos | 101.1
Doors & Windows Fittings | 14.04(i) | Providing and fixing M.S. double acting Spring hinges bright finished with necessary screws, etc. complete | 150mm | Nos | 404.5
Doors & Windows Fittings | 14.04(i)(ii) | Providing and fixing M.S. double acting Spring hinges bright finished with necessary screws, etc. complete — 150mm | 125mm | Nos | 376.3
Doors & Windows Fittings | 14.05(a) | Providing and fixing M.S. Continuous/ Piano hinges bright finished with necessary screws, etc. complete | 35mm | Rmt | 231.96
Doors & Windows Fittings | 14.06(a) | Providing and fixing M.S. sliding door bolts (aldrops) bright finished and/ or black enamelled with nuts and screws etc | 300 x 16 mm | Nos | 293.2
Doors & Windows Fittings | 14.06(b) | Providing and fixing M.S. sliding door bolts (aldrops) bright finished and/ or black enamelled with nuts and screws etc | 250 x 16 mm | Nos | 173.7
Doors & Windows Fittings | 14.07(a) | Providing and fixing M.S. Tower bolts (socket bolts) bright finished with necessary screws etc. complete | 300 mm | Nos | 131.3
Doors & Windows Fittings | 14.07(b) | Providing and fixing M.S. Tower bolts (socket bolts) bright finished with necessary screws etc. complete | 250 mm | Nos | 113.3
Doors & Windows Fittings | 14.07(c) | Providing and fixing M.S. Tower bolts (socket bolts) bright finished with necessary screws etc. complete | 200 mm | Nos | 95.2
Doors & Windows Fittings | 14.07(d) | Providing and fixing M.S. Tower bolts (socket bolts) bright finished with necessary screws etc. complete | 150 mm | Nos | 76.1
Doors & Windows Fittings | 14.07(e) | Providing and fixing M.S. Tower bolts (socket bolts) bright finished with necessary screws etc. complete | 100 mm | Nos | 58
Doors & Windows Fittings | 14.08 | Providing and fixing M.S. pull bolts lock conforming with IS: 7534 bright finished with necessary screws etc. complete |  | Nos | 38.8
Doors & Windows Fittings | 14.10(a) | Providing and fixing M.S. handles with necessary screws, etc. complete | 150 mm | Nos | 43.9
Doors & Windows Fittings | 14.10(b) | Providing and fixing M.S. handles with necessary screws, etc. complete | 125 mm | Nos | 38
Doors & Windows Fittings | 14.11(a) | Providing and fixing bright finished M.S two lever mortise door lock with necessary screws, etc. complete | Union type | Nos | 784.6
Doors & Windows Fittings | 14.11(b) | Providing and fixing bright finished M.S two lever mortise door lock with necessary screws, etc. complete | Knob type | Nos | 843.3
Doors & Windows Fittings | 14.12(a) | Providing and fixing MS hook & eyes bright finished with necessary screws etc. complete | 200 mm | Nos | 42.6
Doors & Windows Fittings | 14.12(b) | Providing and fixing MS hook & eyes bright finished with necessary screws etc. complete | 150 mm | Nos | 25
Doors & Windows Fittings | 14.12(c) | Providing and fixing MS hook & eyes bright finished with necessary screws etc. complete | 100 mm OXIDISED FITTINGS | Nos | 25.5
Doors & Windows Fittings | 14.14(a) | Providing and fixing M.S.Oxidised pressed parliamentary hinges bright finished with necessary screws, etc. complete | 150 x 125 x 27 x 2.8mm | Nos | 185.8
Doors & Windows Fittings | 14.14(b) | Providing and fixing M.S.Oxidised pressed parliamentary hinges bright finished with necessary screws, etc. complete | 125 x 125 x 27 x 2.8mm | Nos | 167.7
Doors & Windows Fittings | 14.14(c) | Providing and fixing M.S.Oxidised pressed parliamentary hinges bright finished with necessary screws, etc. complete | 100 x 125 x 27 x 2.8mm | Nos | 131.9
Doors & Windows Fittings | 14.15(a)(i) | Providing and fixing M.S. Oxidised single acting/ double acting Spring hinges bright finished with necessary screws, etc — Single acting | 150 mm | Nos | 212.4
Doors & Windows Fittings | 14.15(a)(ii) | Providing and fixing M.S. Oxidised single acting/ double acting Spring hinges bright finished with necessary screws, etc — Single acting | 125 mm | Nos | 173.4
Doors & Windows Fittings | 14.15(a)(iii) | Providing and fixing M.S. Oxidised single acting/ double acting Spring hinges bright finished with necessary screws, etc — Single acting | 100 mm | Nos | 139.97
Doors & Windows Fittings | 14.15(b)(i) | Providing and fixing M.S. Oxidised single acting/ double acting Spring hinges bright finished with necessary screws, etc — Double acting | 150mm | Nos | 248.58
Doors & Windows Fittings | 14.15(b)(ii) | Providing and fixing M.S. Oxidised single acting/ double acting Spring hinges bright finished with necessary screws, etc — Double acting | 125mm | Nos | 176.2
Doors & Windows Fittings | 14.16(a) | Providing and fixing M.S. Oxidised continuous/ Piano hinges bright finished with necessary screws, etc. complete | 65mm | Nos | 57.1
Doors & Windows Fittings | 14.16(b) | Providing and fixing M.S. Oxidised continuous/ Piano hinges bright finished with necessary screws, etc. complete | 50mm | Nos | 48
Doors & Windows Fittings | 14.16(c) | Providing and fixing M.S. Oxidised continuous/ Piano hinges bright finished with necessary screws, etc. complete | 35 mm | Nos | 39
Doors & Windows Fittings | 14.17(a) | Providing and fixing M.S. Oxidised sliding door bolts (aldrops) bright finished and/or black enamelled with nuts and screws etc. complete | 300 x 16 mm | Nos | 394.6
Doors & Windows Fittings | 14.17(b) | Providing and fixing M.S. Oxidised sliding door bolts (aldrops) bright finished and/or black enamelled with nuts and screws etc. complete | 250 x 16 mm | Nos | 246.8
Doors & Windows Fittings | 14.18(a) | Providing and fixing M.S. Oxidised tower bolts (socket bolts) bright finished with necessary screws etc. complete | 300 mm | Nos | 183.2
Doors & Windows Fittings | 14.18(b) | Providing and fixing M.S. Oxidised tower bolts (socket bolts) bright finished with necessary screws etc. complete | 250 mm | Nos | 159.7
Doors & Windows Fittings | 14.18(c) | Providing and fixing M.S. Oxidised tower bolts (socket bolts) bright finished with necessary screws etc. complete | 200 mm | Nos | 132.5
Doors & Windows Fittings | 14.18(d) | Providing and fixing M.S. Oxidised tower bolts (socket bolts) bright finished with necessary screws etc. complete | 150 mm | Nos | 122.3
Doors & Windows Fittings | 14.18(e) | Providing and fixing M.S. Oxidised tower bolts (socket bolts) bright finished with necessary screws etc. complete | 100 mm | Nos | 104.2
Doors & Windows Fittings | 14.19 | Providing and fixing M.S. Oxidised pull bolts lock conforming with IS:7534 bright finished with necessary screws etc. complete |  | Nos | 59.8
Doors & Windows Fittings | 14.20(a) | Providing and fixing M.S. Oxidised door latch bright finished with necessary screws etc. complete | 300 x 20 x 6 mm | Nos | 151.8
Doors & Windows Fittings | 14.20(b) | Providing and fixing M.S. Oxidised door latch bright finished with necessary screws etc. complete | 250 x 20 x 6 mm | Nos | 119.6
Doors & Windows Fittings | 14.21(a) | Providing and fixing M.S. Oxidised handles with necessary screws, etc. complete | 150 mm | Nos | 88
Doors & Windows Fittings | 14.21(b) | Providing and fixing M.S. Oxidised handles with necessary screws, etc. complete | 125 mm | Nos | 73.9
Doors & Windows Fittings | 14.22(a) | Providing and fixing bright finished M.S Oxidised two lever mortise door lock with necessary screws, etc. complete | Union type | Nos | 737.3
Doors & Windows Fittings | 14.23(a) | Providing and fixing MS Oxidised hasp & staple bright finished with necessary screws etc. complete | 150 mm | Nos | 49.9
Doors & Windows Fittings | 14.23(b) | Providing and fixing MS Oxidised hasp & staple bright finished with necessary screws etc. complete | 115 mm | Nos | 40.8
Doors & Windows Fittings | 14.23(c) | Providing and fixing MS Oxidised hasp & staple bright finished with necessary screws etc. complete | 90 mm | Nos | 31.8
Doors & Windows Fittings | 14.24 | Providing and fixing MS Oxidised Door Knock with necessary screw etc. complete (best make of approved quality) BRASS FITTINGS |  | Nos | 85.2
Doors & Windows Fittings | 14.25(a) | Providing and fixing brass butt hinges Heavy / Ordinary type bright finished with necessary screws, etc. complete | 200 x 85 x 5.5 mm | Nos | 369
Doors & Windows Fittings | 14.25(a) | Providing and fixing brass butt hinges Heavy / Ordinary type bright finished with necessary screws, etc. complete | 125 x 70 x 4 mm | Nos | 256.4
Doors & Windows Fittings | 14.25(b) | Providing and fixing brass butt hinges Heavy / Ordinary type bright finished with necessary screws, etc. complete | 150 x 85 x 5.5 mm | Nos | 326.8
Doors & Windows Fittings | 14.25(b) | Providing and fixing brass butt hinges Heavy / Ordinary type bright finished with necessary screws, etc. complete | 100 x 70 x 4 mm | Nos | 216.2
Doors & Windows Fittings | 14.25(c) | Providing and fixing brass butt hinges Heavy / Ordinary type bright finished with necessary screws, etc. complete | 125 x 85 x 5.5 mm | Nos | 298.6
Doors & Windows Fittings | 14.25(d) | Providing and fixing brass butt hinges Heavy / Ordinary type bright finished with necessary screws, etc. complete | 100 x 85 x 5.5 mm | Nos | 270.47
Doors & Windows Fittings | 14.26(a) | Providing and fixing brass parliamentary hinges bright finished with necessary screws, etc. complete | 150 x 125 x 27 x 5mm | Nos | 581.8
Doors & Windows Fittings | 14.26(b) | Providing and fixing brass parliamentary hinges bright finished with necessary screws, etc. complete | 125 x 125 x 27 x 5 mm | Nos | 511.4
Doors & Windows Fittings | 14.26(c) | Providing and fixing brass parliamentary hinges bright finished with necessary screws, etc. complete | 100 x 125 x 27 x 5mm | Nos | 380.7
Doors & Windows Fittings | 14.27(a)(i) | Providing and fixing brass single acting/ double acting Spring hinges bright finished with necessary screws, etc. complete — Single acting | 150 mm | Nos | 538.2
Doors & Windows Fittings | 14.27(a)(ii) | Providing and fixing brass single acting/ double acting Spring hinges bright finished with necessary screws, etc. complete — Single acting | 125mm | Nos | 411.5
Doors & Windows Fittings | 14.27(a)(iii) | Providing and fixing brass single acting/ double acting Spring hinges bright finished with necessary screws, etc. complete — Single acting | 100 mm | Nos | 368
Doors & Windows Fittings | 14.27(b)(i) | Providing and fixing brass single acting/ double acting Spring hinges bright finished with necessary screws, etc. complete — Double acting | 150mm | Nos | 483.9
Doors & Windows Fittings | 14.27(b)(ii) | Providing and fixing brass single acting/ double acting Spring hinges bright finished with necessary screws, etc. complete — Double acting | 125mm | Nos | 429.6
Doors & Windows Fittings | 14.27(b)(iii) | Providing and fixing brass single acting/ double acting Spring hinges bright finished with necessary screws, etc. complete — Double acting | 100 mm | Nos | 348.1
Doors & Windows Fittings | 14.29(a) | Providing and fixing Brass Tower Bolts (Socket Bolts) bright finished with necessary screws etc. complete | 300 mm | Nos | 403.5
Doors & Windows Fittings | 14.30 | Providing and fixing brass pull bolts lock conforming with IS: 7534 bright finished with necessary screws etc. complete |  | Nos | 183.5
Doors & Windows Fittings | 14.31(a) | Providing and fixing brass door latch bright finished with necessary screws etc. complete | 300 x 20 x 6 mm | Nos | 604.3
Doors & Windows Fittings | 14.31(b) | Providing and fixing brass door latch bright finished with necessary screws etc. complete | 250 x 20 x 6 mm | Nos | 513.8
Doors & Windows Fittings | 14.32(a) | Providing and fixing brass handles with necessary screws, etc. complete | 150 mm | Nos | 287.1
Doors & Windows Fittings | 14.32(b) | Providing and fixing brass handles with necessary screws, etc. complete | 125 mm | Nos | 273.1
Doors & Windows Fittings | 14.34(a) | Providing and fixing brass hasp & staple bright finished with necessary screws etc. complete | 150 mm | Nos | 396.6
Doors & Windows Fittings | 14.34(b) | Providing and fixing brass hasp & staple bright finished with necessary screws etc. complete | 115 mm | Nos | 351.4
Doors & Windows Fittings | 14.34(c) | Providing and fixing brass hasp & staple bright finished with necessary screws etc. complete | 90 mm | Nos | 315.2
Doors & Windows Fittings | 14.35 | Providing and fixing brass Door Knock with necessary screw etc. complete (best make of approved quality) |  | Nos | 11.2
Doors & Windows Fittings | 14.36 | Providing and fixing bright finished brass hanging type floor door stopper with necessary screws, etc. complete |  | Nos | 284.3
Doors & Windows Fittings | 14.37 | Providing and fixing 150 mm bright finished brass floor door stopper with rubber cushion, screws, etc. to suite shutter thickness complete |  | Nos | 364
Doors & Windows Fittings | 14.39(a) | Providing and fixing bright finished brass night latch including necessary screw etc. complete (best make of approved quality) | 200 mm | Nos | 233
Doors & Windows Fittings | 14.41 | Providing and fixing bright finished brass cupboard or wardrobe knob with necessary screw etc. complete (best make of approved quality) |  | Nos | 161.8
Doors & Windows Fittings | 14.42 | Providing and fixing 30cm long bright finished finger plates 65 x 1.6 mm with necessary screw etc. complete |  | Nos | 196.7
Doors & Windows Fittings | 14.43 | Providing and fixing 50cm long bright finished kicking plate 100 x 3.15 mm with necessary screw etc. complete. C.P. BRASS FITTINGS |  | Nos | 340.1
Doors & Windows Fittings | 14.44(a) | Providing and fixing CP brass butt hinges bright finished with necessary screws, etc. complete | 125 x 85 x 5.5 mm | Nos | 298.6
Doors & Windows Fittings | 14.44(a) | Providing and fixing CP brass butt hinges bright finished with necessary screws, etc. complete | 125 x 70 x 4 mm | Nos | 228.2
Doors & Windows Fittings | 14.44(b) | Providing and fixing CP brass butt hinges bright finished with necessary screws, etc. complete | 100 x 85 x 5.5 mm | Nos | 256.4
Doors & Windows Fittings | 14.44(b) | Providing and fixing CP brass butt hinges bright finished with necessary screws, etc. complete | 100 x 70 x 4 mm | Nos | 186
Doors & Windows Fittings | 14.46(b) | Providing and fixing CP Brass Sliding Door Bolts (aldrops) bright finished with nuts and screws etc. complete | 250 x 16 mm | Nos | 811.4
Doors & Windows Fittings | 14.47(a) | Providing and fixing CP brass tower bolts (socket bolts) bright finished with necessary screws etc. complete | 250 mm | Nos | 516.1
Doors & Windows Fittings | 14.47(b) | Providing and fixing CP brass tower bolts (socket bolts) bright finished with necessary screws etc. complete | 200 mm | Nos | 410.5
Doors & Windows Fittings | 14.47(c) | Providing and fixing CP brass tower bolts (socket bolts) bright finished with necessary screws etc. complete | 150 mm | Nos | 312
Doors & Windows Fittings | 14.47(d) | Providing and fixing CP brass tower bolts (socket bolts) bright finished with necessary screws etc. complete | 100 mm | Nos | 226.5
Doors & Windows Fittings | 14.48(b) | Providing and fixing CP brass handles with necessary screws, etc. complete | 200 mm | Nos | 850.2
Doors & Windows Fittings | 14.50(a) | Providing and fixing alluminium sliding door bolts (aldrops) anodised transparent or dyed to required colour or shade with nuts and screws etc. complete | 300 x 16 mm | Nos | 457.1
Doors & Windows Fittings | 14.50(b) | Providing and fixing alluminium sliding door bolts (aldrops) anodised transparent or dyed to required colour or shade with nuts and screws etc. complete | 250 x 16 mm | Nos | 398.4
Doors & Windows Fittings | 14.51(a) | Providing and fixing Aluminium Tower Bolts (Socket B olts) anodised transparent or dyed to required colour or shade with necessary screws etc. complete | 250 mm | Nos | 166.5
Doors & Windows Fittings | 14.51(b) | Providing and fixing Aluminium Tower Bolts (Socket B olts) anodised transparent or dyed to required colour or shade with necessary screws etc. complete | 200 mm | Nos | 117.2
Doors & Windows Fittings | 14.51(c) | Providing and fixing Aluminium Tower Bolts (Socket B olts) anodised transparent or dyed to required colour or shade with necessary screws etc. complete | 150 mm | Nos | 75.3
Doors & Windows Fittings | 14.52(a) | Providing and fixing alluminium handles anodised transparent or dyed to required colour or shade with necessary screws, etc. complete | 125 mm | Nos | 47.8
Doors & Windows Fittings | 14.53(a) | Providing and fixing Curtain Rod with necessary screws & fittings, etc. complete | Bright finished | Rmt | 442.1
Doors & Windows Fittings | 14.53(b) | Providing and fixing Curtain Rod with necessary screws & fittings, etc. complete | Plastic type | Rmt | 125.17
Doors & Windows Fittings | 14.54(a) | Providing and fixing Curtain Rope hook with necessary screws, etc. complete | Brass | Nos | 96.6
Doors & Windows Fittings | 14.54(b) | Providing and fixing Curtain Rope hook with necessary screws, etc. complete | M.S. Oxidised | Nos | 75.73
Doors & Windows Fittings | 14.54(c) | Providing and fixing Curtain Rope hook with necessary screws, etc. complete | Plastic | Nos | 39.9
Doors & Windows Fittings | 14.55 | Providing and fixing Imex window fittings including necessary screws complete. Friction hinges for aluminium windows etc |  | Nos | 238.1
Ceiling | 15.01(a) | Providing and fixing plain, chamfered edged 1st class local wood beading with screws or nails for walls, ceiling, etc. complete | 50mm x 12mm | Rmt | 304.4
Ceiling | 15.01(b) | Providing and fixing plain, chamfered edged 1st class local wood beading with screws or nails for walls, ceiling, etc. complete | 50mm x 20mm WOOD | Rmt | 229.3
Ceiling | 15.06 | Supplying, fitting and fixing 4mm thick plain asbestos cement sheet ceiling with nescessary nails complete excluding frame work of base and beading |  | Sqm | 493.4
Ceiling | 15.07 | Providing and fixing of bamboo turja ceiling woven in malkalh pattern in single layer including fixing with nescessary nails complete excluding frame work of base and beading |  | Sqm | 213.8
Ceiling | 15.08 | Providing and fixing of bamboo turja ceiling woven in bawhtah pattern in single layer including fixing with nescessary nails complete excluding frame work of base and beading |  | Sqm | 279.3
Ceiling | 15.09 | Providing and fixing of bamboo turja ceiling woven in thumbawh pattern in single layer including fixing with nescessary nails complete excluding frame work of base and beading |  | Sqm | 321.5
Ceiling | 15.15 | Providing and fixing in ceiling flat pressed 3 layer particle board (medium density) 12mm thick conforming to IS: 3087 with necessary nails etc. complete (frame work of base to be paid separately) |  | Sqm | 750.3
Ceiling | 15.24(a)(i) | Providing and fixing insulating board ceiling of approved quality with necessary nails etc. complete (frame work to be paid separately) — Natural colour insulating board | 12 mm thick | Sqm | 745.6
Ceiling | 15.24(a)(ii) | Providing and fixing insulating board ceiling of approved quality with necessary nails etc. complete (frame work to be paid separately) — Natural colour insulating board | 18 mm thick | Sqm | 825.1
Ceiling | 15.24(b)(i) | Providing and fixing insulating board ceiling of approved quality with necessary nails etc. complete (frame work to be paid separately) — White face insulating board | 12 mm thick | Sqm | 778.5
Ceiling | 15.25(a) | Extra for Circular cutting and waste in ceiling with | Teak wood planks 20 mm thick | Rmt | 353.7
Ceiling | 15.25(b)(i) | Extra for Circular cutting and waste in ceiling with — Natural colour insulating board | 12 mm thick | Rmt | 362.5
Ceiling | 15.25(b)(i) | Extra for Circular cutting and waste in ceiling with — Natural colour insulating board | 18 mm thick | Rmt | 381.4
Ceiling | 15.25(c)(i) | Extra for Circular cutting and waste in ceiling with — White face insulating board | 12 mm thick | Rmt | 375.7
Ceiling | 15.25(c)(ii) | Extra for Circular cutting and waste in ceiling with — White face insulating board | 18 mm thick | Rmt | 347
Ceiling | 15.25(d)(i) | Extra for Circular cutting and waste in ceiling with — Flame retardant face insulating board | 12 mm thick | Rmt | 314.7
Ceiling | 15.25(d)(ii) | Extra for Circular cutting and waste in ceiling with — Flame retardant face insulating board | 18 mm thick | Rmt | 336.8
Ceiling | 15.26 | Extra for providing and fixing ceiling to curved surfaces in narrow widths |  | Sqm | 232.3
Ceiling | 15.27 | Providing and fixing false ceiling with 12 mm thick plain/or with design ceiling tiles of BWP type phenol formaldehyde synthetic resin bonded pressed particle board conforming to IS:3087 finished with a coat of aluminium primer on both sides & edges and two coats of synthetic enamel paint of approved quality on exposed face fixed to a grid made out of anodised aluminium(with 15 micron anodic coating) T-sections 35 x15x1.5 mm size main runners and cross runners 23.5x19x1.5 mm fixed to main runners placed 600 mm centre to centre both ways so as to form a grid of 600 mm square. The frame work shall be suspended from ceiling by level adjusting hangers of 6 mm dia M.S rod fixed to roof slab by means of ceiling cleats. The suspenders shall be placed 600x 1200 mm centre to centre including fixing to the frame with C.P brace screws and applying a priming coat of zinc chromate yellow primer |  | Sqm | 515.3
Ceiling | 15.28 | Extra for using 12mm thick semi perforated ceiling tiles instead of 12mm thick plain ceiling tiles in item above |  | Sqm | 43
Ceiling | 15.30 | Extra for any sunk or raised mouldings in the plaster of Paris (Gypsum anhydrous) ceiling |  | Sqm | 878.7
Ceiling | 15.31 | Extra for providing plaster of Paris (Gypsum anhydrous) ceiling above 5 metres height from floor level |  | Sqm | 160.3
Ceiling | 15.33 | Providing and fixing thermal insulation of ceiling (under deck insulation) with Resin Bonded Fibre glass wool conforming to IS: 8183 (Twiga Insul 1000/ 50mm or equivalent) density 24kg/m3, 50mm thick, wrapped in 200 G Virgin Polythene bags fixed to ceiling with metallic cleats (50x50x3 mm) @ 60 cm and wire mesh of 12.5mm x 24g wire and mesh, for top most ceiling of building |  | Sqm | 604.9
Ceiling | 15.34 | Providing and fixing thermal insulation with Resin Bonded Fibre glass wool conforming to IS: 8183 (Twiga Insul 1000/ 50mm or equivalent). Density 16kg/m3, 50mm thick, wrapped in 200G Virgin Polythene bags placed over existing false ceiling and held in position by criss-crossing GI wire |  | Sqm | 277.6
Ceiling | 15.36 | Supplying, fitting and fixing PVC board ceiling with nescessary screws etc. complete excluding frame work of base and beading |  | Sqm | 639.9
Roofing | 16.01(a) | Providing corrugated G.S. sheet roofing fixed with polymer coated J or L hooks, bolts and nuts 8 mm diameter with bitumen and G.I. limpet washers or with G.I. limpet washers filled with white lead and including a coat of approved steel primer and two coats of approved paint on overlapping of sheets complete (upto a pitch of 60 degrees) excluding the cost of purlins, rafters and trusses | 0.80 mm thick with zinc coating not less than 275gm/m² | Sqm | 640.2
Roofing | 16.01(b) | Providing corrugated G.S. sheet roofing fixed with polymer coated J or L hooks, bolts and nuts 8 mm diameter with bitumen and G.I. limpet washers or with G.I. limpet washers filled with white lead and including a coat of approved steel primer and two coats of approved paint on overlapping of sheets complete (upto a pitch of 60 degrees) excluding the cost of purlins, rafters and trusses | 0.63 mm thick with zinc coating not less than 275gm/m² | Sqm | 547.9
Roofing | 16.02 | Extra for providing and fixing corrugated G.S. sheets vertically or to a pitch exceeding 60 degrees |  | Sqm | 11
Roofing | 16.03(a) | Extra for providing and fixing curved C.G.S. sheets in roofing | 0.80 mm thick | Sqm | 14
Roofing | 16.03(b) | Extra for providing and fixing curved C.G.S. sheets in roofing | 0.63 mm thick | Sqm | 11.4
Roofing | 16.04(a) | Extra for straight cutting in C.G.S. sheet roofing for making opening of area exceeding 40 sq. decimeter for chimney stacks, sky light etc | 0.80 mm thick | Rmt | 55.8
Roofing | 16.04(b) | Extra for straight cutting in C.G.S. sheet roofing for making opening of area exceeding 40 sq. decimeter for chimney stacks, sky light etc | 0.63 mm thick | Rmt | 46.5
Roofing | 16.05(a) | Extra for circular cutting in C.G.S. sheet roofing for making opening of area exceeding 40 square decimeter | 0.80 mm thick | Rmt | 286.5
Roofing | 16.05(b) | Extra for circular cutting in C.G.S. sheet roofing for making opening of area exceeding 40 square decimeter | 0.63 mm thick | Rmt | 286.5
Roofing | 16.06(a) | Providing ridges or hips of width 60 cm over all width plain G.S. sheet fixed with polymer coated J. or L hooks, bolts and nuts 8 mm dia. G.I. limpet and bitumen washers complete | 0.80 mm thick with zinc coating not less than 275gm/m² | Rmt | 579.7
Roofing | 16.06(b) | Providing ridges or hips of width 60 cm over all width plain G.S. sheet fixed with polymer coated J. or L hooks, bolts and nuts 8 mm dia. G.I. limpet and bitumen washers complete | 0.63 mm thick with zinc coating not | Rmt | 530.1
Roofing | 16.07(a) | Providing and fixing 15 cm wide 45 cm over all semi circular plain G.S. sheet gutter with iron brackets 40x3mm size, bolts, nuts and washers etc. including making necessary connections with rain water pipes complete | 0.80 mm thick with zinc coating not less than 275gm/m² | Rmt | 597.5
Roofing | 16.07(b) | Providing and fixing 15 cm wide 45 cm over all semi circular plain G.S. sheet gutter with iron brackets 40x3mm size, bolts, nuts and washers etc. including making necessary connections with rain water pipes complete | 0.63 mm thick with zinc coating not less than 275gm/m² | Rmt | 556.2
Roofing | 16.08 | Providing flat iron bracket 40mm x 3mm with bolts and nuts for holding G.I. sheet and A.C gutters |  | Nos | 150.4
Roofing | 16.09 | Providing and fixing wind ties section 40mm x 6mm flat iron section |  | Rmt | 223.4
Roofing | 16.12(i) | Providing and fixing of Polyester Coated Galvanised Steel Sheets of any colour ridges, gutters or valleys 50cm overall width 0.50mm thick with 150 mm overlapping fixed with Self Drilling & Tapping Screws with EPDM washer but excluding the cost of base | For 0.40 mm thick | Sqm | 628.6
Roofing | 16.12(i)(ii) | Providing and fixing of Polyester Coated Galvanised Steel Sheets of any colour ridges, gutters or valleys 50cm overall width 0.50mm thick with 150 mm overlapping fixed with Self Drilling & Tapping Screws with EPDM washer but excluding the cost of base — For 0.40 mm thick | For 0.50 mm thick | Sqm | 697.2
Roofing | 16.14 | Providing and fixing 0.90mx3.65m Translucent Fibre 2mm thick sheet roofing with galvanised roof screws with bitumen and G.I limpet washers filled with white lead complete, excluding cost of purlin, rafter and trusses. PRESSED CLAY |  | Sqm | 483.6
Roofing | 16.15 | Providing and laying pressed clay tiles (as per approved pattern 20 mm nominal thickness of approved size) on roofs jointed with cement mortar 1:4 (1 cement: 4 coarse sand) mixed with 2% integral water proofing compound, laid over a bed of 20 mm thick cement mortar 1:4 (1 cement: 4 coarse sand) and finished neat complete |  | Sqm | 431
Sanitary Installations | 17.10(i) | Providing and fixing solid plastic Seat Cover and lid for pedestal type W.C. pan with C.P. brass hinges, rubber buffers, etc. complete | White | Each | 826.6
Sanitary Installations | 17.29(a) | Providing anf fixing anodised alluminium towel rail with two anodised alluminium brackets to wooden cleats with C.P brass screws | 750x20mm size | Nos | 673.1
Sanitary Installations | 17.29(b) | Providing anf fixing anodised alluminium towel rail with two anodised alluminium brackets to wooden cleats with C.P brass screws | 600x20mm size | Nos | 599.3
Sanitary Installations | 17.30(b) | Providing and fixing toilet paper holder | Plastic toilet paper holder of standard size | Nos | 867.4
Sanitary Installations | 17.33(a) | Providing and fixing on wall face SWRPVC soil, waste and vent pipes including jointing with rubber lubricant/cement solvent complete | 110mm dia | Rmt | 506.1
Sanitary Installations | 17.33(b) | Providing and fixing on wall face SWRPVC soil, waste and vent pipes including jointing with rubber lubricant/cement solvent complete | 75mm dia | Rmt | 306.5
Sanitary Installations | 17.34(a) | Providing and fixing SWRPVC plain bend of required degree ( 87.50° ) including jointing with rubber lubricant/cement solvent complete | 110 mm dia | Nos | 221.5
Sanitary Installations | 17.34(b) | Providing and fixing SWRPVC plain bend of required degree ( 87.50° ) including jointing with rubber lubricant/cement solvent complete | 75 mm dia | Nos | 172.3
Sanitary Installations | 17.35(a) | Providing and fixing SWRPVC plain bend of required degree (45°) including jointing with rubber lubricant/cement solvent complete | 110 mm dia | Nos | 221.5
Sanitary Installations | 17.36(a) | Providing and fixing SWRPVC bend with access door of required degree including jointing with rubber lubricant/cement solvent complete | 110mm dia SWRPVC bend with access door | Nos | 283.1
Sanitary Installations | 17.36(b) | Providing and fixing SWRPVC bend with access door of required degree including jointing with rubber lubricant/cement solvent complete | 75mm dia SWRPVC bend with access door | Nos | 221.5
Sanitary Installations | 17.37(a) | Providing and fixing single equal SWRPVC plain junction of required degree ( T-junction ) | 110x110x110mm | Nos | 295.4
Sanitary Installations | 17.37(b) | Providing and fixing single equal SWRPVC plain junction of required degree ( T-junction ) | 75x75x75mm | Nos | 221.5
Sanitary Installations | 17.38(a) | Providing and fixing single equal SWRPVC plain junction of required degree with access door (T-junction) | 110x110x110mm | Nos | 344.6
Sanitary Installations | 17.38(b) | Providing and fixing single equal SWRPVC plain junction of required degree with access door (T-junction) | 75 x 75 x 75 mm | Nos | 209.2
Sanitary Installations | 17.39(a) | Providing and fixing SWRPVC plain junction of required degree with access door (Y-junction) including jointing with rubber lubricant/cement solvent | 110 mm Y-junction of SWRPVC with access door | Nos | 430.8
Sanitary Installations | 17.39(b) | Providing and fixing SWRPVC plain junction of required degree with access door (Y-junction) including jointing with rubber lubricant/cement solvent | 75 mm Y-junction of SWRPVC with access door | Nos | 307.7
Sanitary Installations | 17.40(a) | Providing and fixing SWRPVC plain junction of required degree (Y- junction) including jointing with rubber lubricant/cement solvent | 110 mm Y-junction | Nos | 356.9
Sanitary Installations | 17.40(b) | Providing and fixing SWRPVC plain junction of required degree (Y- junction) including jointing with rubber lubricant/cement solvent | 75 mm 'Y' junction | Nos | 270.8
Sanitary Installations | 17.41(a) | Providing and fixing SWRPVC socket including jointing with rubber lubricant/cement solvent | 110mm dia socket | Nos | 160
Sanitary Installations | 17.41(b) | Providing and fixing SWRPVC socket including jointing with rubber lubricant/cement solvent | 75 mm dia socket | Nos | 110.8
Sanitary Installations | 17.42(a) | Providing and fixing ventilation cowl including jointing with rubber lubricant/cement solvent complete | 110mm SWRPVC vent cowl | Nos | 94.8
Sanitary Installations | 17.42(b) | Providing and fixing ventilation cowl including jointing with rubber lubricant/cement solvent complete | 75mm SWRPVC vent cowl | Nos | 66.5
Sanitary Installations | 17.43 | Providing and fixing W.C. connection bend type (siphon) (SWRPVC) including jointing with rubber lubricant/ solvent |  | Nos | 324.9
Sanitary Installations | 17.44 | Providing and fixing 125/110 S-trap SWRPVC including joining with rubber lubricant/ solvent cement |  | Nos | 873.8
Water Supply | 18.01(a) | Providing and placing on terrace (at all floor levels) polyethylene water storage tank, with cover and suitable locking arrangement and making necessary holes for inlet, outlet and overflow pipes but without fittings and the base support for tank | Sintex or quivalent | Litre | 16.83
Water Supply | 18.01(a) | Providing and placing on terrace (at all floor levels) polyethylene water storage tank, with cover and suitable locking arrangement and making necessary holes for inlet, outlet and overflow pipes but without fittings and the base support for tank | Local made | Litre | 11.23
Water Supply | 18.02(a) | Providing and fixing G.I. pipes complete with G.I. fitting and clamps, including cutting and making good the walls etc. (internal works- exposed on wall) | 20mm dia nominal bore | Rmt | 426.2
Water Supply | 18.02(b) | Providing and fixing G.I. pipes complete with G.I. fitting and clamps, including cutting and making good the walls etc. (internal works- exposed on wall) | 25mm dia nominal bore | Rmt | 435
Water Supply | 18.02(c) | Providing and fixing G.I. pipes complete with G.I. fitting and clamps, including cutting and making good the walls etc. (internal works- exposed on wall) | 32mm dia nominal bore | Rmt | 521.9
Water Supply | 18.04(a) | Providing and fixing G.I. pipe complete with G.I. fitting including trenching and refilling etc. (external work) | 15mm dia nominal bore | Rmt | 289.6
Water Supply | 18.04(b) | Providing and fixing G.I. pipe complete with G.I. fitting including trenching and refilling etc. (external work) | 20mm dia nominal bore | Rmt | 344.2
Water Supply | 18.04(c) | Providing and fixing G.I. pipe complete with G.I. fitting including trenching and refilling etc. (external work) | 25mm dia nominal bore | Rmt | 350.1
Water Supply | 18.05 | Fixing water meter and stop cock in G.I. pipe line including cutting and threading the pipe and making long screws etc. complete (cost of water meter and stop cock to be paid seperately) |  | Nos | 567.6
Water Supply | 18.06 | Making connection of G.I. distribution branch with G.I. main 25mm to 40mm nominal bore by providing and fixing Tee including cutting and threading the pipe etc. complete |  | Nos | 637.3
Water Supply | 18.07(a) | Providing and fixing brass bib cock of approved quality | 15mm nominal bore | Nos | 671.8
Water Supply | 18.07(b) | Providing and fixing brass bib cock of approved quality | 20mm nominal bore | Nos | 759.7
Water Supply | 18.07(c) | Providing and fixing brass bib cock of approved quality | 25mm nominal bore | Nos | 811.7
Water Supply | 18.08(a) | Providing and fixing brass stop cock of approved quality | 15mm nominal bore | Nos | 786.8
Water Supply | 18.08(b) | Providing and fixing brass stop cock of approved quality | 20mm nominal bore | Nos | 918.9
Water Supply | 18.10(a) | Providing and fixing G.I. Union in existing G.I pipeline, cutting and threading the pipe and making long screws including excavation refilling the earth or cutting of wall and making good the same complete wherever required., | 15 mm nominal bore | Nos | 587.7
Water Supply | 18.10(b) | Providing and fixing G.I. Union in existing G.I pipeline, cutting and threading the pipe and making long screws including excavation refilling the earth or cutting of wall and making good the same complete wherever required., | 20 mm nominal bore | Nos | 602.8
Water Supply | 18.10(c) | Providing and fixing G.I. Union in existing G.I pipeline, cutting and threading the pipe and making long screws including excavation refilling the earth or cutting of wall and making good the same complete wherever required., | 25 mm nominal bore | Nos | 631.8
Water Supply | 18.10(d) | Providing and fixing G.I. Union in existing G.I pipeline, cutting and threading the pipe and making long screws including excavation refilling the earth or cutting of wall and making good the same complete wherever required., | 32 mm nominal bore | Nos | 646.9
Water Supply | 18.10(e) | Providing and fixing G.I. Union in existing G.I pipeline, cutting and threading the pipe and making long screws including excavation refilling the earth or cutting of wall and making good the same complete wherever required., | 40 mm nominal bore | Nos | 689.9
Water Supply | 18.11(a) | Painting G.I pipes and fittings with white paint over ready mixed priming coat, both of approved quality | 15mm dia pipe | Nos | 19.9
Water Supply | 18.11(b) | Painting G.I pipes and fittings with white paint over ready mixed priming coat, both of approved quality | 20mm dia pipe | Nos | 24.9
Water Supply | 18.11(c) | Painting G.I pipes and fittings with white paint over ready mixed priming coat, both of approved quality | 25mm dia pipe | Nos | 31.3
Water Supply | 18.11(d) | Painting G.I pipes and fittings with white paint over ready mixed priming coat, both of approved quality | 32mm dia pipe | Nos | 39.4
Water Supply | 18.11(e) | Painting G.I pipes and fittings with white paint over ready mixed priming coat, both of approved quality | 40mm dia pipe | Nos | 44.9
Water Supply | 18.12(a) | Painting G.I pipes and fittings with two coats of anti corrosive bitumastic paint of approved quality | 15mm dia pipe | Rmt | 10.2
Water Supply | 18.12(b) | Painting G.I pipes and fittings with two coats of anti corrosive bitumastic paint of approved quality | 20mm dia pipe | Rmt | 12.7
Water Supply | 18.12(c) | Painting G.I pipes and fittings with two coats of anti corrosive bitumastic paint of approved quality | 25mm dia pipe | Rmt | 16
Water Supply | 18.12(d) | Painting G.I pipes and fittings with two coats of anti corrosive bitumastic paint of approved quality | 32mm dia pipe | Rmt | 20.1
Water Supply | 18.12(e) | Painting G.I pipes and fittings with two coats of anti corrosive bitumastic paint of approved quality | 40mm dia pipe | Rmt | 22.9
Water Supply | 18.14(a) | Providing and fixing ball valve (brass) of approved quality, High or low pressure, with plastic floats complete | 15mm nominal bore | Nos | 643.8
Water Supply | 18.14(b) | Providing and fixing ball valve (brass) of approved quality, High or low pressure, with plastic floats complete | 20mm nominal bore | Nos | 822.7
Water Supply | 18.15(a) | Providing and fixing C.P. brass stop cock (concealed) of standard design and of approved make conforming to IS:8931 | 15 mm nominal bore. Class-III | Nos | 709.8
Water Supply | 18.17(a) | Providing and fixing 15mm nominal bore chromium plated brass bib cock of approved quality | Class-III | Nos | 670.6
Water Supply | 18.18(a) | Providing and fixing 15mm nominal bore chromium plated brass pillar cock of approved quality | Class-III | Nos | 728.7
Water Supply | 18.25(a) | Providing and fixing PVC pipes complete with fittings and clamps, including cutting and making good the walls etc. (internal work) | 15mm dia nominal bore | Rmt | 187.9
Water Supply | 18.25(b) | Providing and fixing PVC pipes complete with fittings and clamps, including cutting and making good the walls etc. (internal work) | 20mm dia nominal bore | Rmt | 212
Water Supply | 18.27(a) | Providing and fixing PVC bib cock of approved quality, colour and make | 15mm nominal bore | Nos | 146.4
Water Supply | 18.27(b) | Providing and fixing PVC bib cock of approved quality, colour and make | 20mm nominal bore | Nos | 195.1
Water Supply | 18.28(a) | Providing and fixing PVC stop cock of approved quality, colour and make | 15mm nominal bore | Nos | 125.5
Water Supply | 18.28(b) | Providing and fixing PVC stop cock of approved quality, colour and make | 20mm nominal bore CPVC PIPES | Nos | 188.2
Water Supply | 18.29(a) | Providing and fixing Chlorinated Polyvinyl Chloride (CPVC) pipes, having thermal stability for hot & cold water supply, including all CPVC plain & brass threaded fittings, including fixing the pipe with clamps at 1.00 m spacing. This includes jointing of pipes & fittings with one step CPVC solvent cement and testing of joints complete as per direction of Engineer in Charge. Internal work - Exposed on wall | 15mm dia nominal bore | Rmt | 244.2
Water Supply | 18.29(b) | Providing and fixing Chlorinated Polyvinyl Chloride (CPVC) pipes, having thermal stability for hot & cold water supply, including all CPVC plain & brass threaded fittings, including fixing the pipe with clamps at 1.00 m spacing. This includes jointing of pipes & fittings with one step CPVC solvent cement and testing of joints complete as per direction of Engineer in Charge. Internal work - Exposed on wall | 20mm dia nominal bore | Rmt | 288.2
Water Supply | 18.31(a) | Providing and fixing Chlorinated Polyvinyl Chloride (CPVC) pipes, having thermal stability for hot & cold water supply including all CPVC plain & brass threaded fittings. This includes jointing of pipes & fittings with one step CPVC solvent cement, trenching, refilling & testing of joints complete as per direction of Engineer in Charge | 15mm dia nominal bore | Rmt | 210.4
Water Supply | 18.31(b) | Providing and fixing Chlorinated Polyvinyl Chloride (CPVC) pipes, having thermal stability for hot & cold water supply including all CPVC plain & brass threaded fittings. This includes jointing of pipes & fittings with one step CPVC solvent cement, trenching, refilling & testing of joints complete as per direction of Engineer in Charge | 20mm dia nominal bore | Rmt | 245.1
Water Supply | 18.31(c) | Providing and fixing Chlorinated Polyvinyl Chloride (CPVC) pipes, having thermal stability for hot & cold water supply including all CPVC plain & brass threaded fittings. This includes jointing of pipes & fittings with one step CPVC solvent cement, trenching, refilling & testing of joints complete as per direction of Engineer in Charge | 25mm dia nominal bore | Rmt | 263.2
Water Supply | 18.31(d) | Providing and fixing Chlorinated Polyvinyl Chloride (CPVC) pipes, having thermal stability for hot & cold water supply including all CPVC plain & brass threaded fittings. This includes jointing of pipes & fittings with one step CPVC solvent cement, trenching, refilling & testing of joints complete as per direction of Engineer in Charge | 32mm dia nominal bore | Rmt | 384
Water Supply | 18.31(e) | Providing and fixing Chlorinated Polyvinyl Chloride (CPVC) pipes, having thermal stability for hot & cold water supply including all CPVC plain & brass threaded fittings. This includes jointing of pipes & fittings with one step CPVC solvent cement, trenching, refilling & testing of joints complete as per direction of Engineer in Charge | 40mm dia nominal bore | Rmt | 484.7
Water Supply | 18.32(a) | Making connection of CPVC pipes distribution branch by providing and fixing equal Tee with jointing, testing complete including cutting and making good etc | 15mm dia nominal bore | Nos | 74.7
Water Supply | 18.32(b) | Making connection of CPVC pipes distribution branch by providing and fixing equal Tee with jointing, testing complete including cutting and making good etc | 20mm dia nominal bore | Nos | 106.3
Water Supply | 18.32(c) | Making connection of CPVC pipes distribution branch by providing and fixing equal Tee with jointing, testing complete including cutting and making good etc | 25mm dia nominal bore | Nos | 141.4
Water Supply | 18.32(d) | Making connection of CPVC pipes distribution branch by providing and fixing equal Tee with jointing, testing complete including cutting and making good etc | 32mm dia nominal bore | Nos | 248
Water Supply | 18.32(e) | Making connection of CPVC pipes distribution branch by providing and fixing equal Tee with jointing, testing complete including cutting and making good etc | 40mm dia nominal bore | Nos | 346.2
Water Supply | 18.32(f) | Making connection of CPVC pipes distribution branch by providing and fixing equal Tee with jointing, testing complete including cutting and making good etc | 50mm dia nominal bore | Nos | 693.8
Water Supply | 18.33(a) | Making connection of Astral CPVC pipes distribution branch by providing and fixing Cross Tee with jointing, testing complete including cutting and making good etc | 15x15x20mm | Nos | 103.4
Water Supply | 18.33(b) | Making connection of Astral CPVC pipes distribution branch by providing and fixing Cross Tee with jointing, testing complete including cutting and making good etc | 20x20x15mm | Nos | 166.6
Water Supply | 18.33(c) | Making connection of Astral CPVC pipes distribution branch by providing and fixing Cross Tee with jointing, testing complete including cutting and making good etc | 20x15x15mm | Nos | 103
Water Supply | 18.34(a) | Making connection of Astral CPVC pipes distribution branch by providing and fixing reducing Tee with jointing, testing complete including cutting and making good etc | 25x25x20mm | Nos | 160.7
Water Supply | 18.34(b) | Making connection of Astral CPVC pipes distribution branch by providing and fixing reducing Tee with jointing, testing complete including cutting and making good etc | 40x40x25mm | Nos | 357.3
Water Supply | 18.34(c) | Making connection of Astral CPVC pipes distribution branch by providing and fixing reducing Tee with jointing, testing complete including cutting and making good etc | 50x50x25mm | Nos | 72.4
Water Supply | 18.35(a) | Making connection of Astral CPVC pipes distribution branch by providing and fixing Brass FPT Tee with jointing, testing complete including cutting and making good etc | 15x15x15mm | Nos | 147.9
Water Supply | 18.35(b) | Making connection of Astral CPVC pipes distribution branch by providing and fixing Brass FPT Tee with jointing, testing complete including cutting and making good etc | 20x20x15mm | Nos | 192.5
Water Supply | 18.35(c) | Making connection of Astral CPVC pipes distribution branch by providing and fixing Brass FPT Tee with jointing, testing complete including cutting and making good etc | 25x25x15mm | Nos | 213.1
Water Supply | 18.36(a) | Making connection of Astral CPVC pipes distribution branch by providing and fixing Elbow 90 o with jointing, testing complete including cutting and making good etc | 15mm dia | Nos | 63.8
Water Supply | 18.36(b) | Making connection of Astral CPVC pipes distribution branch by providing and fixing Elbow 90 o with jointing, testing complete including cutting and making good etc | 20mm dia | Nos | 94
Water Supply | 18.37(a) | Making connection of Astral CPVC pipes distribution branch by providing and fixing Elbow 45 o with jointing, testing complete including cutting and making good etc | 15mm dia | Nos | 63.8
Water Supply | 18.37(b) | Making connection of Astral CPVC pipes distribution branch by providing and fixing Elbow 45 o with jointing, testing complete including cutting and making good etc | 20mm dia | Nos | 94
Water Supply | 18.37(c) | Making connection of Astral CPVC pipes distribution branch by providing and fixing Elbow 45 o with jointing, testing complete including cutting and making good etc | 25mm dia | Nos | 150.7
Water Supply | 18.37(d) | Making connection of Astral CPVC pipes distribution branch by providing and fixing Elbow 45 o with jointing, testing complete including cutting and making good etc | 32mm dia | Nos | 192.9
Water Supply | 18.37(e) | Making connection of Astral CPVC pipes distribution branch by providing and fixing Elbow 45 o with jointing, testing complete including cutting and making good etc | 40mm dia | Nos | 339.2
Water Supply | 18.37(f) | Making connection of Astral CPVC pipes distribution branch by providing and fixing Elbow 45 o with jointing, testing complete including cutting and making good etc | 50mm dia | Nos | 523.6
Water Supply | 18.38(a) | Making connection of Astral CPVC pipes distribution branch by providing and fixing Reducing 'L' Ebow 90 o with jointing, testing complete including cutting and making good etc | 20x15mm | Nos | 92.5
Water Supply | 18.39(a) | Making connection of Astral CPVC pipes distribution branch by providing and fixing Brass Elbow 90 o with jointing, testing complete including cutting and making good etc | 15x15mm dia | Nos | 119.5
Water Supply | 18.39(b) | Making connection of Astral CPVC pipes distribution branch by providing and fixing Brass Elbow 90 o with jointing, testing complete including cutting and making good etc | 20x15mm dia | Nos | 145.5
Water Supply | 18.40(a) | Making connection of Astral CPVC pipes distribution branch by providing and fixing Male Adaptor (P) with jointing, testing complete including cutting and making good etc | 15mm dia | Nos | 62.3
Water Supply | 18.40(b) | Making connection of Astral CPVC pipes distribution branch by providing and fixing Male Adaptor (P) with jointing, testing complete including cutting and making good etc | 20mm dia | Nos | 81.6
Water Supply | 18.40(c) | Making connection of Astral CPVC pipes distribution branch by providing and fixing Male Adaptor (P) with jointing, testing complete including cutting and making good etc | 25mm dia | Nos | 106.6
Water Supply | 18.40(d) | Making connection of Astral CPVC pipes distribution branch by providing and fixing Male Adaptor (P) with jointing, testing complete including cutting and making good etc | 32mm dia | Nos | 145
Water Supply | 18.40(e) | Making connection of Astral CPVC pipes distribution branch by providing and fixing Male Adaptor (P) with jointing, testing complete including cutting and making good etc | 40mm dia | Nos | 178.2
Water Supply | 18.40(f) | Making connection of Astral CPVC pipes distribution branch by providing and fixing Male Adaptor (P) with jointing, testing complete including cutting and making good etc | 50mm dia | Nos | 268
Water Supply | 18.40(g) | Making connection of Astral CPVC pipes distribution branch by providing and fixing Male Adaptor (P) with jointing, testing complete including cutting and making good etc | 20mm Soc x 15mm MIP | Nos | 144.1
Water Supply | 18.42(a) | Making connection of Astral CPVC pipes distribution branch by providing and fixing Female Adaptor (P) with jointing, testing complete including cutting and making good etc | 15mm dia | Nos | 68.3
Water Supply | 18.42(b) | Making connection of Astral CPVC pipes distribution branch by providing and fixing Female Adaptor (P) with jointing, testing complete including cutting and making good etc | 20mm dia | Nos | 169.2
Water Supply | 18.42(c) | Making connection of Astral CPVC pipes distribution branch by providing and fixing Female Adaptor (P) with jointing, testing complete including cutting and making good etc | 25mm dia | Nos | 345.9
Water Supply | 18.42(d) | Making connection of Astral CPVC pipes distribution branch by providing and fixing Female Adaptor (P) with jointing, testing complete including cutting and making good etc | 32mm dia | Nos | 187.6
Water Supply | 18.42(e) | Making connection of Astral CPVC pipes distribution branch by providing and fixing Female Adaptor (P) with jointing, testing complete including cutting and making good etc | 40mm dia | Nos | 247
Water Supply | 18.42(f) | Making connection of Astral CPVC pipes distribution branch by providing and fixing Female Adaptor (P) with jointing, testing complete including cutting and making good etc | 50mm dia | Nos | 367.6
Water Supply | 18.43(a) | Making connection of Astral CPVC pipes distribution branch by providing and fixing Female Adaptor (Brass) with jointing, testing complete including cutting and making good etc | 15mm dia | Nos | 222
Water Supply | 18.44(a) | Making connection of Astral CPVC pipes distribution branch by providing and fixing Socket/Coupling with jointing, testing complete including cutting and making good etc | 15mm dia | Nos | 54.3
Water Supply | 18.44(b) | Making connection of Astral CPVC pipes distribution branch by providing and fixing Socket/Coupling with jointing, testing complete including cutting and making good etc | 20mm dia | Nos | 66.7
Water Supply | 18.44(c) | Making connection of Astral CPVC pipes distribution branch by providing and fixing Socket/Coupling with jointing, testing complete including cutting and making good etc | 25mm dia | Nos | 91.5
Water Supply | 18.44(d) | Making connection of Astral CPVC pipes distribution branch by providing and fixing Socket/Coupling with jointing, testing complete including cutting and making good etc | 32mm dia | Nos | 136
Water Supply | 18.44(e) | Making connection of Astral CPVC pipes distribution branch by providing and fixing Socket/Coupling with jointing, testing complete including cutting and making good etc | 40mm dia | Nos | 204.2
Water Supply | 18.44(f) | Making connection of Astral CPVC pipes distribution branch by providing and fixing Socket/Coupling with jointing, testing complete including cutting and making good etc | 50mm dia | Nos | 342.3
Water Supply | 18.45(a) | Making connection of Astral CPVC pipes distribution branch by providing and fixing Reducer Coupling with jointing, testing complete including cutting and making good etc | 15 x 15mm | Nos | 63.8
Water Supply | 18.45(b) | Making connection of Astral CPVC pipes distribution branch by providing and fixing Reducer Coupling with jointing, testing complete including cutting and making good etc | 20 x 15mm | Nos | 65.3
Water Supply | 18.46(a) | Making connection of Astral CPVC pipes distribution branch by providing and fixing Union Socket with jointing, testing complete including cutting and making good etc | 15mm dia | Nos | 265.2
Water Supply | 18.46(b) | Making connection of Astral CPVC pipes distribution branch by providing and fixing Union Socket with jointing, testing complete including cutting and making good etc | 20mm dia | Nos | 322.6
Water Supply | 18.46(c) | Making connection of Astral CPVC pipes distribution branch by providing and fixing Union Socket with jointing, testing complete including cutting and making good etc | 25mm dia | Nos | 463.5
Water Supply | 18.47(a) | Making connection of Astral CPVC pipes distribution branch by providing and fixing Reducer/Transition Bushing with jointing, testing complete including cutting and making good etc | 20 x 15mm | Nos | 46.3
Water Supply | 18.47(b) | Making connection of Astral CPVC pipes distribution branch by providing and fixing Reducer/Transition Bushing with jointing, testing complete including cutting and making good etc | 25 x 15mm | Nos | 64.2
Water Supply | 18.48(a) | Providing & Fitting Powder coated metal Strap/ holding clamps/ Clips with necessary metal fasteners and screws etc. complete | 15/20/25mm dia | Nos | 41.9
Water Supply | 18.48(b) | Providing & Fitting Powder coated metal Strap/ holding clamps/ Clips with necessary metal fasteners and screws etc. complete | 32/ 40/ 50mm dia | Nos | 47.9
Water Supply | 18.49(a) | Providing & Fitting Cap for end pipe etc. complete | 15mm dia | Nos | 17.8
Water Supply | 18.49(b) | Providing & Fitting Cap for end pipe etc. complete | 20mm dia | Nos | 27.3
Water Supply | 18.49(c) | Providing & Fitting Cap for end pipe etc. complete | 25mm dia | Nos | 36.7
Water Supply | 18.49(d) | Providing & Fitting Cap for end pipe etc. complete | 32mm dia | Nos | 64
Water Supply | 18.49(e) | Providing & Fitting Cap for end pipe etc. complete | 40mm dia | Nos | 92.4
Water Supply | 18.49(f) | Providing & Fitting Cap for end pipe etc. complete | 50mm dia | Nos | 184.82
Water Supply | 18.50(a) | Providing and fixing CPVC Ball valve/ Globe/Stop & Waste valve/ Boiler drain etc. Complete | 15mm nominal bore | Nos | 879.3
Water Supply | 18.52 | Cutting holes up to 15x15 cm in R.C.C. floors and roofs for passing drain pipe etc. and repairing the hole after insertion of drain pipe etc. with cement concrete 1:2:4 (1 cement: 2 coarse sand: 4 graded stone aggregate 20 mm nominal size), including finishing complete so as to make it leak proof |  | Nos | 739.4
Water Supply | 18.53 | Providing and placing polyethylene septic tank with cover excluding fittings and the base support for tank |  | Litre | 41.36
Water Proofing | 19.01 | Applying single coated cement slurry with water proofing chemical (SUPER latex chemical) in proportion 1: 4: 7 (1 latex: 4 water: 7 cement) including cleaning the treated surfaces with brushes etc.@ 0.08 kg/sqm |  | Sqm | 110.9
Water Proofing | 19.02 | Applying double coated cement slurry with water proofing chemical (SUPER latex chemical) in proportion 1: 4:7 (1 latex: 4 water:7 cement) including cleaning the treated surfaces with brushes etc.@ 0.158kg/sqm |  | Sqm | 216
Water Proofing | 19.03 | Providing and mixing water proofing chemical (PIDI PROOF POWDER chemical) in plain and reinforced cement concrete work 1: 1.5: 3, @ 1.0 % by weight of cement |  | Cum | 438.1
Water Proofing | 19.04 | Providing and mixing water proofing chemical (PIDIPROOF POWDER chemical) in plain and reinforced cement concrete work 1: 2: 4, @1.0% by weight of cement |  | Cum | 350.5
Water Proofing | 19.05 | Providing and mixing water proofing chemical (PIDIPROOF LW chemical) in plain and reinforced cement concrete work 1: 1.5: 3, @ 0.4 % by weight of cement |  | Cum | 354.4
Water Proofing | 19.06 | Providing and mixing water proofing chemical (PIDI PROOF LW chemical) in plain and reinforced cement concrete work 1: 2: 4, @ 0.4% by weight of cement |  | Cum | 283.6
Water Proofing | 19.07 | Applying single coated PIDIFIN-2K on the surface of cement concrete for prevention of water infiltration and dampness in water tanks, basement, terraces, etc. ) @ 0.925kg per sqm |  | Sqm | 260.6
Water Proofing | 19.08 | Applying double coated PIDIFIN-2K on the surface of cement concrete for prevention of water infiltration and dampness in water tanks, basement, terraces, etc. ) @1.85kg per sqm |  | Sqm | 431.7
Water Proofing | 19.10 | Applying Waxed based membrane for curing all types of concrete and plastered surface, highway canal, ramps and walls, dry shake hardened floor hospitals, Dams, Industrial floors, runway, retaining wall etc.. Special Water Proof Admixtures for Mortar |  | Sqm | 130.9
Water Proofing | 19.17 | Applying single coated cement slurry with water proofing chemical (latex or equivalent chemical) in proportion 1: 4: 5 ( 1 latex: 4 water: 5 cement ) including cleaning the treated surfaces with brushes etc |  | Sqm | 174.9
Water Proofing | 19.19(a) | Extra for providing and mixing water proofing chemical (latex or equivalent chemical) @ 2kg per bag of cement in | 12mm cement plaster 1: 3 (1 cement: 3 fine sand) | Sqm | 214.3
Water Proofing | 19.19(b) | Extra for providing and mixing water proofing chemical (latex or equivalent chemical) @ 2kg per bag of cement in | 12mm cement plaster 1: 4 (1 cement: 4 fine sand) | Sqm | 160.7
Water Proofing | 19.19(c) | Extra for providing and mixing water proofing chemical (latex or equivalent chemical) @ 2kg per bag of cement in | 15mm cement plaster 1: 3 (1 cement: 3 fine sand) | Sqm | 256.2
Water Proofing | 19.19(d) | Extra for providing and mixing water proofing chemical (latex or equivalent chemical) @ 2kg per bag of cement in | 15mm cement plaster 1: 4 (1 cement: 4 sand) | Sqm | 191.1
Water Proofing | 19.19(e) | Extra for providing and mixing water proofing chemical (latex or equivalent chemical) @ 2kg per bag of cement in | 20mm cement plaster 1:3 (1 cement:3 sand) | Sqm | 333
Water Proofing | 19.19(f) | Extra for providing and mixing water proofing chemical (latex or equivalent chemical) @ 2kg per bag of cement in | 20mm cement plaster 1: 4 (1 cement: 4 sand) | Sqm | 249
Water Proofing | 19.25 | Applying priming coat with Top Seal 109hi for waterproofing on roofs etc., crack bridging etc. on concrete structures |  | Sqm | 212.9
Water Proofing | 19.26(b) | Applying specially formulated 2 component acrylic polymer modified, cementitious, elastic coating Water proof, Top Seal 109 hi or equivalent for water proof coating and crack-bridging properties, impervious coating on roofs and concrete structures | Comp ‘ B ’ Top Seal 109 hi - Grey Powder | Sqm | 336.4
Water Proofing | 19.27 | Providing and mixing gord 703 W or equivalent for reducing capillary water absorption, efforescence, dirt penetration, growth of algae and fungietc. on new works such as roofs, water tanks, foundations etc., in two coats |  | Sqm | 732.9
Finishing | 20.01 | Pointing on brick works or brick flooring with cement mortar 1:3 (1 cement: 3 fine sand). Flush Pointing./Ruled/Struck or weathered Pointing |  | Sqm | 168.8
Finishing | 20.02 | Pointing on brick works or brick flooring with cement mortar 1:4 (1 cement:4 fine sand). Flush Pointing./Ruled/Struck or weathered Pointing |  | Sqm | 164.5
Finishing | 20.03 | Pointing on tile brick work with cement mortar 1:3 (1 cement: 3 fine sand) Flush pointing/Ruled/Struck or Weathered Pointing |  | Sqm | 219.4
Finishing | 20.04(a) | Pointing on stone work with cement mortar 1:3 (1 cement: 3 fine sand) | Flush pointing/Ruled Pointing | Sqm | 400.3
Finishing | 20.04(b) | Pointing on stone work with cement mortar 1:3 (1 cement: 3 fine sand) | Raised and cut pointing | Sqm | 417.6
Finishing | 20.05 | Raised and cut pointing on stone work in white cement 1:3 (1 white cement: 3 marble dust) |  | Sqm | 457.2
Finishing | 20.06 | Extra for pointing on walls on the outside at height more than 10m from ground level for every additional height of 3m or part thereof |  | Sqm | 29.9
Finishing | 20.27(a) | Extra for providing and mixing water proofing materials in proportion recommended by manufacturer in | 12mm cement plaster 1: 3 (1 cement: 3 fine sand) | Sqm | 201.4
Finishing | 20.27(b) | Extra for providing and mixing water proofing materials in proportion recommended by manufacturer in | 12mm cement plaster 1: 4 (1 cement: 4 fine sand) | Sqm | 164.5
Finishing | 20.38 | Providing and applying plaster of Paris of 2mm thickness over plastered surface to prepare the surface even and smooth |  | Sqm | 420
Finishing | 20.39 | Providing and applying white cement based putty of average thickness 1 mm, of approved brand and manufacturer, over the plastered wall surface to prepare the surface even and smooth complete |  | Sqm | 172.6
Finishing | 20.40 | Rough cast plaster with a mixture of sand and gravel or crushed stone from 6mm to 10mm nominal size dashed over and including fresh plaster in two layers, under layer 12mm cement plaster 1: 4 (1cement: 4fine sand) and top layer 10mm cement plaster 1: 3 ( 1cement: 3fine sand ) mixed with 10% finely grounded hydrated lime by volume of cement |  | Sqm | 691.7
Finishing | 20.41 | Pebble dash plaster upto 10m height above ground level with a mixture of washed pebble or crushed stone 6mm to 12.5mm nominal size dashed over and including fresh plaster in two layers under layer 12mm cement plaster 1:4 (1 cement: 4 coarse sand) and top layer 10mm cement plaster with cement mortar 1:3 (1 cement: 3 fine sand) mixed with 10% finely grounded hydrated lime by volume of cement |  | Sqm | 632.4
Finishing | 20.42 | Extra for plastering exterior walls of height more than 10 m from ground level for every additional height of 3 m or part thereof |  | Sqm | 109
Finishing | 20.43(a) | Extra for plastering on circular work not exceeding 6 m in radius | In one coat | Sqm | 34.7
Finishing | 20.44(a) | Extra for plastering done on moulding cornices or architraves including neat finish to line and level | In one coat | Sqm | 437.4
Finishing | 20.44(b) | Extra for plastering done on moulding cornices or architraves including neat finish to line and level | In two coats | Sqm | 704.4
Finishing | 20.45(a) | Extra for plastering | Spherical ceiling | Sqm | 134.1
Finishing | 20.45(b) | Extra for plastering | Groined ceiling | Sqm | 149.5
Finishing | 20.45(c) | Extra for plastering | Flewing soffits | Sqm | 84.6
Finishing | 20.46 | Extra for lining out plaster to imitate stone or concrete blocks walling |  | Sqm | 70.47
Finishing | 20.47 | White washing with lime to give an even shade: New work (three or more coats) COLOUR WASHING |  | Sqm | 30.3
Finishing | 20.48 | Colour washing such as green, blue or buff with a base coat of white washing with lime to give an even shade. New work (two or more coat) PRIMER |  | Sqm | 39
Finishing | 20.49(a) | Applying priming coat with ready mixed primer of approved brand and manufacture on plaster surface | Ready mix white primer | Sqm | 96.9
Finishing | 20.49(b) | Applying priming coat with ready mixed primer of approved brand and manufacture on plaster surface | Ready mix pink primer | Sqm | 63.5
Finishing | 20.50 | Applying one coat of water thinnable cement primer of approved brand and manufacture on wall surface |  | Sqm | 80.5
Finishing | 20.51 | Applying priming coat with ready mixed pink or Grey primer of approved brand and manufacture on wood work (hard and soft wood) & Plywood |  | Sqm | 74.4
Finishing | 20.52 | Applying priming coat with ready mixed red oxide zinc chromate primer of approved brand and manufacture on steel galvanised iron/ steel works |  | Sqm | 59
Finishing | 20.53 | Painting with silicon & acrylic emulsion based water thinnable sealer of approved brand and manufacture on wet or patchy portion of plastered surfaces: Two coats |  | Sqm | 194
Finishing | 20.54 | Painting on G.S. sheet with synthetic enamel paint of approved brand and manufacture of required colour to give an even shade on new work (two or more coats) including a coat of approved steel primer but excluding a coat of mordant solution |  | Sqm | 128.7
Finishing | 20.55 | Applying a coat of mordant solution on G.S. sheet with a solution of 38 gms of copper acetate in a litre of soft water |  | Sqm | 65.8
Finishing | 20.56 | Applying a coat of mordant solution on G.S. sheet with a solution made of 13 gms of hydrochloric acid in a solution of 13 gms each of copper chloride, copper nitrate and ammonium chloride dissolved in a litre of soft water |  | Sqm | 65.7
Finishing | 20.57(a) | Painting on rain water, soil, waste and vent pipes and fittings with black anticorrosive bitumastic paint approved brand and manufacture over and including a priming of ready mixed zinc chromate yellow primer: New work (two or more coat) | 75 mm diameter pipes | Rmt | 57.9
Finishing | 20.57(b) | Painting on rain water, soil, waste and vent pipes and fittings with black anticorrosive bitumastic paint approved brand and manufacture over and including a priming of ready mixed zinc chromate yellow primer: New work (two or more coat) | 100 mm diameter pipes | Rmt | 79.01
Finishing | 20.57(c) | Painting on rain water, soil, waste and vent pipes and fittings with black anticorrosive bitumastic paint approved brand and manufacture over and including a priming of ready mixed zinc chromate yellow primer: New work (two or more coat) | 150 mm diameter pipes | Rmt | 91.7
Finishing | 20.58(a) | Painting on rain water, soil, waste and vent pipes and fittings with synthetic enamel paint of approved brand and manufacture and required colour over a priming coat of approved steel primer on new work. New work (two or more coat) | 100 mm diameter pipes | Rmt | 94.5
Finishing | 20.58(b) | Painting on rain water, soil, waste and vent pipes and fittings with synthetic enamel paint of approved brand and manufacture and required colour over a priming coat of approved steel primer on new work. New work (two or more coat) | 150 mm diameter pipes | Rmt | 133.1
Finishing | 20.59(a) | Painting (two or more coats) on rain water, soil, waste and vent pipes and fittings with aluminium paint of approved brand and manufacture over a priming coat of ready mixed zinc chromate yellow primer on new work | 75 mm diameter pipes | Rmt | 45.1
Finishing | 20.60 | Painting with oil type wood preservative of approved brand and manufacture. New work (two or more coats) |  | Sqm | 70.3
Finishing | 20.61 | Providing and applying two coats of fire retardant paint FR 881 unthinned on cleaned wood/ply surface @ 3.5 sqm per litre per coat including preparation of base surface as per recommendations of manufacturer to make the surface fire retardant |  | Sqm | 354.9
Finishing | 20.62 | Painting with aluminium paint of approved brand and manufacture to give an even shade: New work (two or more coats) |  | Sqm | 137.9
Finishing | 20.63 | Painting with acid proof paint of approved brand and manufacture of required colour to give an even shade: New work (two or more coats) |  | Sqm | 112.5
Finishing | 20.64 | Floor painting with floor enamel paint of approved brand and manufacture of required colour to give an even shade (two or more coats on new work ): DISTEMPER |  | Sqm | 165.3
Finishing | 20.65 | Distempering with dry distemper of approved brand and manufacture of required shade. New work (two or more coats) |  | Sqm | 127.2
Finishing | 20.67 | Distempering with 1st quality acrylic distemper (ready mixed) of approved manufacturer, of required shade and colour complete, as per manufacturer's specification. New work (two or more coats). CEMENT PAINT |  | Sqm | 159.5
Finishing | 20.68 | Finishing walls with water proofing cement paint of approved brand and manufacture and of required shade to give an even shade. New work (two or more coats) WATERPROOF PRIMER |  | Sqm | 102.1
Finishing | 20.69 | Applying one coat of Efflorescence resistant penetrating primer for Raincoat, Newcoat & Heatshield of approved brand and manufacture on wall surface, cement primer of approved brand and manufacture on wall surface |  | Sqm | 103
Finishing | 20.70 | Finishing walls with high performance elastomeric decorative exterior water proofing coating of approved brand and of required shade on new work. ROOF PAINT |  | Sqm | 293.1
Finishing | 20.71 | Painting two or more coats on G.I sheet with antifungus roof paint of approved brand and manufacture on new work to give an even shade. ENAMEL |  | Sqm | 114.1
Finishing | 20.72 | Painting with synthetic enamel paint of approved brand and manufacture in all shades on new work (two or more coats). a) General quality |  | Sqm | 137.4
Finishing | 20.73 | Wall painting with interior emulsion paint of approved brand and manufacture on new work (two or more coats) to give an even shade. a) Regular interior emulsion like Rangoli deluxe emulsion etc. b) Premium interior emulsion like Velvet touch Luxol silk etc |  | Sqm | 187.1
Finishing | 20.74 | Wall painting with water and weather proof paint (Latex Emulsion base ) on cement works of approved brand and manufacture (ISI/ISO certified) of required shade on new work (two or more coats) to give an even shade |  | Sqm | 152.9
Finishing | 20.75 | Finishing walls with exterior emulsion of required shade on new work (three or more coats) to give an even shade. a) Regular exterior emulsion like supercote, walmasta etc. b) Premium exterior emulsion like weather shield, weathercote etc. VARNISHING, POLISHING & COAL TARRING |  | Sqm | 256.3
Finishing | 20.76 | Varnishing with varnish of approved brand and manufacture on new work (two or more coats) of glue sizing with varnish over an under coat of flatting varnish |  | Sqm | 186.8
Finishing | 20.77 | French spirit polishing (two or more coats) on new works including a coat of wood filler |  | Sqm | 424.5
Finishing | 20.78 | Polishing on wood work with ready made superior quality wax polish of approved brand and manufacture on new work |  | Sqm | 142.3
Finishing | 20.79 | Polishing on wood work with ready made superior quality wax polish of approved brand and manufacture on old work |  | Sqm | 137.6
Finishing | 20.80 | Coal tarring two coats using 0.16 and 0.12 litre coal tar per sqm in first and second coat respectively |  | Sqm | 50.9
Finishing | 20.81 | Painting two or more coats with black anti-corrosive bitumastic paint of approved brand and manufacture to give an even shade |  | Sqm | 108.2
Finishing | 20.82(a) | Finishing with Epoxy paint (two or more coats) at all locations prepared and applied as per manufacturer's specifications | On Steel works | Sqm | 214.3
Finishing | 20.82(a) | Finishing with Epoxy paint (two or more coats) at all locations prepared and applied as per manufacturer's specifications | On Wood works | Sqm | 245.2
Horticulture & Landscaping | 21.01 | Trenching in ordinary soil upto a depth of 60cm including removal and stacking of serviceable materials and then disposing off by spreading and neatly leveling within a lead of 50m and making up the trenched area to proper levels by filling with earth or earth mixed with sludge and/or manure before and after flooding trench with water (excluding cost of imported earth, sludge or manure) |  | Cum | 92.5
Horticulture & Landscaping | 21.02 | Supplying and stacking of good earth at site including royalty and carriage upto 1 km ( earth measured in stacks will be reduced by 20% for payment) |  | Cum | 677.1
Horticulture & Landscaping | 21.03 | Supplying and stacking sludge at site including royalty and carriage upto 5 k.m. lead complete (sludge measured in stacks will be reduced by 8% for payment) |  | Cum | 458.3
Horticulture & Landscaping | 21.04(a) | Supplying and stacking at site dump manure from approved source, including carriage upto 5 k.m. lead complete (manure measured in stacks will be reduced by 8% for payment) | Screened through sieve of I.S. designation 20mm | Cum | 525.9
Horticulture & Landscaping | 21.04(b) | Supplying and stacking at site dump manure from approved source, including carriage upto 5 k.m. lead complete (manure measured in stacks will be reduced by 8% for payment) | Screened through sieve of I.S. designation 16mm | Cum | 549.1
Horticulture & Landscaping | 21.04(c) | Supplying and stacking at site dump manure from approved source, including carriage upto 5 k.m. lead complete (manure measured in stacks will be reduced by 8% for payment) | Screened through sieve of I.S. designation 4.75mm | Cum | 567.7
Horticulture & Landscaping | 21.05 | Rough dressing the trenched ground including breaking clods |  | Sqm | 108.9
Horticulture & Landscaping | 21.09 | Mixing earth and sludge or manure in proportion specified or directed |  | Cum | 21.8
Horticulture & Landscaping | 21.14(a) | Digging holes in ordinary soil and refilling the same with the excavated earth mixed with manure or sludge in the ratio of 2:1 by volume ( 2 parts of stacked volume of earth after reduction by 20%; 1 part of stacked volume of earth after reduction by 8%) flooding with water, dressing including removal of rubbish and surplus earth, if any with all leads and lifts (cost of manure, sludge or extra good earth if needed to be paid for separately) | Holes 1.2 m dia and 1.2 m deep | Nos | 660.8
Horticulture & Landscaping | 21.14(b) | Digging holes in ordinary soil and refilling the same with the excavated earth mixed with manure or sludge in the ratio of 2:1 by volume ( 2 parts of stacked volume of earth after reduction by 20%; 1 part of stacked volume of earth after reduction by 8%) flooding with water, dressing including removal of rubbish and surplus earth, if any with all leads and lifts (cost of manure, sludge or extra good earth if needed to be paid for separately) | Holes 60 cm dia and 60 cm deep | Nos | 93.3
Horticulture & Landscaping | 21.20 | Excavation in dumped stones or malba including stacking of serviceable and unserviceable material separately and disposal of unserviceable material lead upto 50m and lift upto 1.5m disposed material to be neatly dressed |  | Cum | 304.9
Horticulture & Landscaping | 21.21 | Excavation in bajri path including stacking of serviceable and unserviceable material lead upto 50 m and lift upto 1.5m disposed material to be neatly dressed |  | Cum | 342.1
Horticulture & Landscaping | 21.22 | Excavation in water bound macadam road including stacking the serviceable and unserviceable material separately and disposal of unserviceable material lead upto 50m and lift upto 1.5 m disposed material to be neatly dressed |  | Cum | 421.1
Horticulture & Landscaping | 21.23 | Flooding the ground with water including making kiaries and dismantling the same |  | Sqm | 4.8
Fencing | 22.04(a) | 1.0m high plastic net fencing with 1.5m angle iron posts 40 x 40 x 6mm size placed at 2.5m apart embedded in cement concrete block 1:3:6 (1 cement: 3 sand: 6 stone aggegate) of size 25 x 25 x 60 cm with necessary fittings including earthwork complete | Perimeter fencing 2MW | Rmt | 964.4
Fencing | 22.04(b) | 1.0m high plastic net fencing with 1.5m angle iron posts 40 x 40 x 6mm size placed at 2.5m apart embedded in cement concrete block 1:3:6 (1 cement: 3 sand: 6 stone aggegate) of size 25 x 25 x 60 cm with necessary fittings including earthwork complete | SGP - 16 41" MW | Rmt | 757.8
Fencing | 22.05(a) | 1.2m high steel wire fabric fencing with 1.8m angle iron posts 40 x 40 x 6mm size placed at 2.0m apart embedded in cement concrete block 1:3:6 (1 cement: 3 sand: 6 stone aggegate) of size 25 x 25 x 60 cm with necessary fittings including earthwork complete | Expanded wire mesh 3" | Rmt | 796.3
Fencing | 22.06 | Bamboo fencing 1.00m high using seasoned bamboos of 30 mm average diameter quartered and smoothened, in Zawngdaikhalh pattern with specified spacing and strengthened (covered) with two semi-circular sections both at the top and bottom with balli posts at 2 metres intervals and binding with wires including earthwork complete |  | Rmt | 118.2
Fencing | 22.09 | Extra for applying two coats of synthetic enamel paints over one coat of red oxide zinc primer on angle iron posts and struts, complete in all respects as per drawing and direction of Engineer-in-charge |  | Rmt | 104.2
Repairs to Buildings | 23.01 | Removing white or colour wash by scrapping and sand papering and preparing the surface smooth including necessary repairs to scratches etc. complete |  | Sqm | 12.5
Repairs to Buildings | 23.02 | Removing dry or oil bound distemper, water proofing cement paint and the like by scrapping, sand papering and preparing the surface smooth including necessary repairs to scratches etc |  | Sqm | 18.16
Repairs to Buildings | 23.04(b) | Fixing chowkhats in existing opening including embedding chowkhats in floors or walls cutting masonry for holdfasts embedding hold fasts in cement concrete blocks with cement concrete 1:3:6 (1 cement: 3 coarse sand: 6 graded stone aggregate 20 mm nominal size) painting two coats of coal tar to sides of chowkhats and making good the damages to walls and floors as required complete including disposal of rubbish to the dumping ground within 50 metres lead | Window chowkhats | Nos | 759.2
Repairs to Buildings | 23.04(c) | Fixing chowkhats in existing opening including embedding chowkhats in floors or walls cutting masonry for holdfasts embedding hold fasts in cement concrete blocks with cement concrete 1:3:6 (1 cement: 3 coarse sand: 6 graded stone aggregate 20 mm nominal size) painting two coats of coal tar to sides of chowkhats and making good the damages to walls and floors as required complete including disposal of rubbish to the dumping ground within 50 metres lead | Clerestory window chowkhats | Nos | 551.4
Repairs to Buildings | 23.05 | Making the opening in brick masonry including dismantling in floor or walls by cutting masonry and making good the damages to walls, flooring and jambs complete, to match existing surface i/c disposal of mulba/ rubbish to the nearest municipal dumping ground, all complete as per direction of Engineer-in-Charge |  | Sqm | 915.79
Repairs to Buildings | 23.06(a) | Providing and fixing wooden cleats of size 100mmx75mmx50mm to doors and windows with approved fittings including removal of old cleats where necessary including painting, polishing or bees waxing to match the existing shade | Teak wood cleats with brass hinges and screws | Nos | 148.5
Repairs to Buildings | 23.06(b) | Providing and fixing wooden cleats of size 100mmx75mmx50mm to doors and windows with approved fittings including removal of old cleats where necessary including painting, polishing or bees waxing to match the existing shade | 2nd class teak wood cleats with iron hinges and screws | Nos | 145.6
Repairs to Buildings | 23.09(a) | Supplying and fixing new wooden fillets wherever necessary | Teak wood fillets | Rmt | 95.3
Repairs to Buildings | 23.10 | Renewal of old putty of glass panes (length) |  | Rmt | 38.4
Repairs to Buildings | 23.11 | Refixing old glass panes with putty and nails |  | Rmt | 499
Repairs to Buildings | 23.12 | Providing and fixing 16 mm M.S. Fan clamps of standard shape and size in existing R.C.C. slab, including cutting chase, anchoring clamp to reinforcement bar, including cleaning, refilling, making good the chase with matching concrete, plastering and painting the exposed portion of the clamps complete |  | Nos | 623.1
Repairs to Buildings | 23.13 | Raking out joints in lime or cement mortar and preparing the surface for re-pointing or replastering including disposal of rubbish to the dumping ground within 50 metres lead |  | Sqm | 32.72
Repairs to Buildings | 23.14(a) | Extra for making opening or recesses in A.C. corrugated/ semi not more than 1 metre | Those not exceeding 100 square centimetres in area | Nos | 59
Repairs to Buildings | 23.14(b) | Extra for making opening or recesses in A.C. corrugated/ semi not more than 1 metre | Those exceeding 100 square centimetres but not exceeding 400 square centimetres in area | Nos | 108.7
Repairs to Buildings | 23.14(c) | Extra for making opening or recesses in A.C. corrugated/ semi not more than 1 metre | Those exceeding 400 square centimetres in area | Nos | 157
Repairs to Buildings | 23.16 | Taking out wind ties from roof including cutting out rusted bolts, nuts etc. and removing materials to any distance within compound and stacking |  | KG | 5.2
Repairs to Buildings | 23.17 | Fixing of old wind tie with new fittings including painting two or more coats with anticorrosive bitumastic paint of approved brand & manufacturer over and including priming coat of ready mixed zinc chromate yellow primer of approved brand |  | Rmt | 109.1
Repairs to Buildings | 23.18 | Renewing bottom rail and/or top rubber of collapsible gate including making good all damages and applying priming coat of zinc chromate yellow primer of approved brand and manufacturer |  | KG | 230.9
Repairs to Buildings | 23.19(a) | Renewing W.I. or M.S. Wheel or roller of steel door or gate and fitting and fixing the same with necessary clamps, nuts and bolts/welding and erection etc. complete | Wheel 50 mm dia. and below | Nos | 269.2
Repairs to Buildings | 23.19(b) | Renewing W.I. or M.S. Wheel or roller of steel door or gate and fitting and fixing the same with necessary clamps, nuts and bolts/welding and erection etc. complete | Wheel above 50 mm dia | Nos | 395.7
Repairs to Buildings | 23.21 | Mud mortar made with local clay good earth |  | Cum | 481.6
Repairs to Buildings | 23.24(a) | Providing and fixing curtain rods of 1.25mm thick brass plates with two brass brackets fixed with brass screws and wooden plugs etc. wherever necessary complete | 20 mm diameter. (b 25 mm diameter | Rmt | 210.1
Repairs to Buildings | 23.25(a) | Providing and fixing for posts, purlins, rafters, post plates etc. including cost of iron nails and spikes required and applying wood preservative on all exposed surfaces | 80 mm diameter | Rmt | 96
Repairs to Buildings | 23.25(b) | Providing and fixing for posts, purlins, rafters, post plates etc. including cost of iron nails and spikes required and applying wood preservative on all exposed surfaces | 100 mm diameter | Rmt | 117.7
Repairs to Buildings | 23.25(c) | Providing and fixing for posts, purlins, rafters, post plates etc. including cost of iron nails and spikes required and applying wood preservative on all exposed surfaces | 125 mm diameter | Rmt | 129.3
Repairs to Buildings | 23.26(a) | Providing and fixing bright finished brass single acting spring hinges with necessary brass screws etc. complete | 150 mm | Nos | 571.7
Repairs to Buildings | 23.26(b) | Providing and fixing bright finished brass single acting spring hinges with necessary brass screws etc. complete | 125 mm | Nos | 446.3
Repairs to Buildings | 23.26(c) | Providing and fixing bright finished brass single acting spring hinges with necessary brass screws etc. complete | 100 mm | Nos | 411.1
Repairs to Buildings | 23.27(a) | Providing and fixing bright finished brass double acting spring hinges with necessary screws etc. complete | 150 mm | Nos | 518.6
Repairs to Buildings | 23.27(b) | Providing and fixing bright finished brass double acting spring hinges with necessary screws etc. complete | 125 mm | Nos | 462.4
Repairs to Buildings | 23.27(c) | Providing and fixing bright finished brass double acting spring hinges with necessary screws etc. complete | 100 mm | Nos | 389.5
Repairs to Buildings | 23.28(a) | Providing and fixing bright finished brass flush bolts with necessary screws etc. complete | 250 mm | Nos | 261.7
Repairs to Buildings | 23.28(b) | Providing and fixing bright finished brass flush bolts with necessary screws etc. complete | 150 mm | Nos | 186.2
Repairs to Buildings | 23.28(c) | Providing and fixing bright finished brass flush bolts with necessary screws etc. complete | 100 mm | Nos | 132.5
Repairs to Buildings | 23.29 | Providing and fixing 30 cm long bright finished finger plates 65x1.6 mm including necessary screws etc. complete |  | Nos | 208.6
Repairs to Buildings | 23.30 | Providing and fixing bright finished brass furniture handles |  | Nos | 225.9
Repairs to Buildings | 23.31 | Providing and fixing 150 mm bright finished floor brass door stopper with rubber cushion, screws etc. to suit shutter thickness complete |  | Nos | 364.9
Repairs to Buildings | 23.32(a) | Providing and fixing bright finished brass hard drawn hooks and eyes | 300 mm | Nos | 125.1
Repairs to Buildings | 23.32(b) | Providing and fixing bright finished brass hard drawn hooks and eyes | 250mm | Nos | 104.2
Repairs to Buildings | 23.32(c) | Providing and fixing bright finished brass hard drawn hooks and eyes | 200 mm | Nos | 105.2
Repairs to Buildings | 23.32(d) | Providing and fixing bright finished brass hard drawn hooks and eyes | 150mm | Nos | 76.3
Repairs to Buildings | 23.32(e) | Providing and fixing bright finished brass hard drawn hooks and eyes | 100 mm | Nos | 62.3
Repairs to Buildings | 23.33 | Providing and fixing bright finished brass fan light pivot with necessary screws etc. complete |  | Nos | 50.89
Repairs to Buildings | 23.34 | Providing and fixing 300 mm long bright finished brass chain with hook for fan light including necessary screws etc. complete |  | Nos | 61.4
Repairs to Buildings | 23.36 | Providing and fixing bright finished brass helical door spring (superior quality) |  | Nos | 562.6
Repairs to Buildings | 23.37(a) | Providing and fixing chromium plated brass butt hinges with necessary screws etc. complete | 125x70x4 mm (ordinary type) | Nos | 231
Repairs to Buildings | 23.37(b) | Providing and fixing chromium plated brass butt hinges with necessary screws etc. complete | 100x70x4 mm (ordinary type) | Nos | 216.9
Repairs to Buildings | 23.37(c) | Providing and fixing chromium plated brass butt hinges with necessary screws etc. complete | 75x65x4 mm (heavy type) | Nos | 214.8
Repairs to Buildings | 23.37(d) | Providing and fixing chromium plated brass butt hinges with necessary screws etc. complete | 75x40x2.5 mm (ordinary type) | Nos | 160.2
Repairs to Buildings | 23.37(e) | Providing and fixing chromium plated brass butt hinges with necessary screws etc. complete | 50x40x2.5 mm (ordinary type) | Nos | 92
Repairs to Buildings | 23.38(a) | Pointing on brick work with an admixture of white cement, lime putty marble dust and stone dust in proportion ¼:1:1:1 (¼ white cement: 1 lime putty: 1 marble dust: 1 stone dust) | Flush pointing | Sqm | 235
Repairs to Buildings | 23.38(b) | Pointing on brick work with an admixture of white cement, lime putty marble dust and stone dust in proportion ¼:1:1:1 (¼ white cement: 1 lime putty: 1 marble dust: 1 stone dust) | Ruled pointing | Sqm | 243.3
Repairs to Buildings | 23.38(c) | Pointing on brick work with an admixture of white cement, lime putty marble dust and stone dust in proportion ¼:1:1:1 (¼ white cement: 1 lime putty: 1 marble dust: 1 stone dust) | Struck or weathered pointing | Sqm | 282.1
Repairs to Buildings | 23.39(a) | Pointing on tile brick work with an admixture of white cement lime marble dust and stone dust in proportion ¼:1:1:1 (¼ white cement: 1 marble dust: 1 stone dust: 1 lime putty) | Flush pointing | Sqm | 332.1
Repairs to Buildings | 23.39(b) | Pointing on tile brick work with an admixture of white cement lime marble dust and stone dust in proportion ¼:1:1:1 (¼ white cement: 1 marble dust: 1 stone dust: 1 lime putty) | Ruled pointing | Sqm | 347.2
Repairs to Buildings | 23.39(c) | Pointing on tile brick work with an admixture of white cement lime marble dust and stone dust in proportion ¼:1:1:1 (¼ white cement: 1 marble dust: 1 stone dust: 1 lime putty) | Struck or weathered pointing | Sqm | 382.9
Repairs to Buildings | 23.40(a) | White washing with lime to give an even shade | Old work (two or more coats) | Sqm | 18.5
Repairs to Buildings | 23.40(b) | White washing with lime to give an even shade | Old work (one or more coats) | Sqm | 12.7
Repairs to Buildings | 23.41(a) | White washing with whiting to give an even shade | Old work (two or more coats) | Sqm | 14.2
Repairs to Buildings | 23.41(b) | White washing with whiting to give an even shade | Old work (one or more coats) | Sqm | 9
Repairs to Buildings | 23.42(a) | Colour washing such as green, blue or buff to give an even shade | Old work (two or more coats) with lime | Sqm | 20.2
Repairs to Buildings | 23.42(b) | Colour washing such as green, blue or buff to give an even shade | Old work (two or more coats) with whiting | Sqm | 19.7
Repairs to Buildings | 23.42(c) | Colour washing such as green, blue or buff to give an even shade | Old work (one or more coats) with lime | Sqm | 10
Repairs to Buildings | 23.43 | Distempering with dry distemper of approved brand and manufacture (one or more coats) and of required shade on old work to give an even shade |  | Sqm | 63.4
Repairs to Buildings | 23.44 | Distempering with oil bound washable distemper of approved brand and manufacture to give an even shade: Old work (one or more coats) |  | Sqm | 83.8
Repairs to Buildings | 23.45 | Painting on G.S. sheet with synthetic enamel paint of approved brand and manufacture of required colour to give an even shade: Old work (one or more coats) |  | Sqm | 63.8
Repairs to Buildings | 23.46 | Painting one or more coats on G.I sheet with antifungus roof paint of approved brand and manufacture on old work to give an even shade |  | Sqm | 72.4
Repairs to Buildings | 23.47(a) | Painting (one or more coats) on rain water, soil, waste and vent pipes and fittings with black anticorrosive bitumastic paint of approved brand and manufacture on old work | 75 mm diameter pipes | Rmt | 30.6
Repairs to Buildings | 23.47(b) | Painting (one or more coats) on rain water, soil, waste and vent pipes and fittings with black anticorrosive bitumastic paint of approved brand and manufacture on old work | 100 mm diameter pipes | Rmt | 39.8
Repairs to Buildings | 23.47(c) | Painting (one or more coats) on rain water, soil, waste and vent pipes and fittings with black anticorrosive bitumastic paint of approved brand and manufacture on old work | 150 mm diameter pipes | Rmt | 54.7
Repairs to Buildings | 23.48(a) | Painting (one or more coats) on rain water, soil, waste and vent pipes and fittings with synthetic enamel paint of approved brand and manufacture and required colour on old work | 75 mm diameter pipes | Rmt | 34.3
Repairs to Buildings | 23.49 | Painting with oil type wood preservative of approved brand and manufacture: Old work (one or more coats) |  | Sqm | 54.3
Repairs to Buildings | 23.50 | Coal tarring one coat on old work using 0.12 litre of coal tar per sqm |  | Sqm | 27
Repairs to Buildings | 23.51 | Wall painting with plastic emulsion paint of approved brand and manufacture to give an even shade: One or more coats on old work |  | Sqm | 103.9
Repairs to Buildings | 23.52(a) | Wall painting with interior emulsion paint of approved brand and manufacture on old work (one or more coats) to give an even shade | Regular interior emulsion like Rangoli delux emulsion etc. b) Premium interior emulsion like Velvet touch luxol silk etc | Sqm | 76.5
Repairs to Buildings | 23.53 | Finishing walls with regular exterior emulsion of required shade on old work (three or more coats) to give an even shade. a) Regular exterior emulsion like Supercote,walmasta etc. b) Premium exterior emulsion like weathercote, weather shield etc |  | Sqm | 155.2
Repairs to Buildings | 23.55 | Painting with aluminium paint of approved brand and manufacture to give an even shade: One or more coats on old work |  | Sqm | 88.1
Repairs to Buildings | 23.56 | Painting with acid proof paint of approved brand and manufacture of required colour to give an even shade: One or more coats on old work |  | Sqm | 63.9
Repairs to Buildings | 23.57 | Painting with black anti-corrosive bitumastic paint of approved brand and manufacture to give an even shade: One or more coats on old work |  | Sqm | 62.8
Repairs to Buildings | 23.58 | Floor painting with floor enamel paint of approved brand and manufacture of required colour to give an even shade: One or more coats on old work |  | Sqm | 97.3
Repairs to Buildings | 23.59 | Varnishing with varnish of approved brand and manufacture on old work (one or more coats) |  | Sqm | 76.3
Repairs to Buildings | 23.60 | French spirit polishing: One or more coats on old work |  | Sqm | 211.6
Repairs to Buildings | 23.61 | Polishing on wood work with ready made wax polish of approved brand and manufacture: Old work |  | Sqm | 74.6
Repairs to Buildings | 23.63 | Painting (one or more coats) with black Japan paint of approved brand and manufacture to give an even shade |  | Sqm | 77.1
Repairs to Buildings | 23.64(a) | Providing and fixing C.P. brass chain and rubber plug complete for sink or wash basin | 32 mm dia | Nos | 250.2
Repairs to Buildings | 23.64(b) | Providing and fixing C.P. brass chain and rubber plug complete for sink or wash basin | 40mm dia | Nos | 296.6
Repairs to Buildings | 23.65 | Distempering with 1st quality acrylic distemper (ready mixed) of approved manufacturer, of required shade and colour complete, as per manufacturer's specification. Old work (one or more coats) |  | Sqm | 63.9
Repairs to Buildings | 23.66 | Taking out existing wooden door shutter, repair by cutting, etc. and refixing of repaired door shutters to existing door frames, including replacement of hinges with screws, etc. as required, all complete as per the direction of the Engineer-in-charge |  | Sqm | 203.5
Repairs to Buildings | 23.67 | Finishing walls with water proofing cement paint of required shade: Old work (one or more coats) complete |  | Sqm | 85.6
Repairs to Buildings | 23.68 | Cleaning of terrace/loft water storage tank (inside surface area) upto 2000 litre capacity at all heights with coconut brushes, duster etc., removal of silt, rubbish from the tank and cleaning the tank with fresh water disinfecting with bleaching powder @ 0.5gmn per litre capacity of tank including marking the date of cleaning on the side of tank body with the help of stencil and paint and disposing of malba all complete as per direction of Engineer-in-Charge. (The old date already written on tank should be removed with paint remover or black paint and if date is not written with the stencil or old date is not removed deduction will be made @ Rs. 0.10 per litre) (if during cleaning any GI fittings or ball cock is damaged that is to be repaired by contractor at his own cost and nothing extra will be paid on this account) |  | Litre | 0.4
Repairs to Buildings | 23.69 | Disconnecting damaged overhead/terrace PVC water storage tank of any size from water supply line and removing from the terrace including shifting at ground level as per direction of Engineer-in- charge |  | Nos | 256.2
Repairs to Buildings | 23.70(ii)(iv) | Cleaning of under ground sump, Over Head R.C.C. Tank (independent staging) including disposal of slit and rubbish, all as per direction of Engineer-in-Charge. The cleaning shall consist following operations:- (i)Tank shall be emptied of water by pumping & bottom shall be cleaned of slit and other deposits — Entire surface area of the sump shall then scrubbed thoroughly with wire brush etc. and pressure washed with water | The treated surface shall be dried using air jetting and all loose particles shall be removal from the surface | Sqm | 85.3
Dismantling & Demolishing | 24.01(b) | Demolishing cement concrete manually/ by mechanical means including disposal of material within 50 metres lead as per direction of Engineer - in - charge | Nominal concrete 1:4:8 or leaner mix | Cum | 654.2
Dismantling & Demolishing | 24.04 | Extra for cutting reinforcement bars in R.C.C. or R.B. work (Payment shall be made on the cross sectional area of R.C.C. or R.B. work) |  | Sqm | 672
Dismantling & Demolishing | 24.05 | Extra for scrapping, cleaning and straightening reinforcement from R.C.C. or R.B. work |  | KG | 5.6
Dismantling & Demolishing | 24.06(a) | Demolishing brick work manually/ by mechanical means including stacking of serviceable material and disposal of unserviceable material within 50 metres lead | In cement mortar | Cum | 885.9
Dismantling & Demolishing | 24.10(a) | Removing mortar from and cleaning stones and concrete articles (net quantity of stacks of cleaned materials will be measured) | In cement mortar | Cum | 306.3
Dismantling & Demolishing | 24.16(a) | Dismantling Steel work in single section including dismembering and stacking within 50 meters lead in | R.S. Joists | KG | 1.8
Dismantling & Demolishing | 24.16(b) | Dismantling Steel work in single section including dismembering and stacking within 50 meters lead in | Channels, angles, tees and flats | KG | 1.3
Dismantling & Demolishing | 24.17 | Dismantling steel work in built up sections in angles, tees, flats and channels including all gusset plates, bolts, nuts, cutting rivets, welding etc. including dismembering and stacking within 50metres lead |  | KG | 3
Dismantling & Demolishing | 24.18 | Dismantling steel work in built-up sections without dismembering and stacking within 50 metres lead |  | KG | 1.9
Dismantling & Demolishing | 24.22(a) | Dismantling tile work in floors and roofs laid in cement mortar including stacking material within 50 metres lead | For thickness of tiles 10 mm to 25 mm | Sqm | 35.8
Dismantling & Demolishing | 24.22(b) | Dismantling tile work in floors and roofs laid in cement mortar including stacking material within 50 metres lead | For thickness of tiles above 25mm and upto 40mm | Sqm | 55.4
Dismantling & Demolishing | 24.23 | Demolishing dry brick pitching in floors, drains etc. including stacking serviceable material and disposal of unserviceable material within 50 metres lead |  | Cum | 553.1
Dismantling & Demolishing | 24.24 | Dismantling stone slab flooring laid in cement mortar including stacking of serviceable material and disposal of unserviceable material within 50 metres lead |  | Sqm | 121.7
Dismantling & Demolishing | 24.25 | Demolishing brick tile covering in terracing including stacking of serviceable material and disposal of unserviceable material within 50 metres lead |  | Sqm | 51.3
Dismantling & Demolishing | 24.26(a) | Dismantling roofing including ridges, hips valleys and gutters etc., and stacking the material within 50 metres lead of | G.S. Sheet | Sqm | 83
Dismantling & Demolishing | 24.26(b) | Dismantling roofing including ridges, hips valleys and gutters etc., and stacking the material within 50 metres lead of | Asbestos sheet | Sqm | 40.8
Dismantling & Demolishing | 24.27 | Dismantling jack arch roofing and floors including stacking of serviceable material and disposal of unserviceable material within 50 metres lead |  | Sqm | 113.5
Dismantling & Demolishing | 24.28 | Dismantling tiled roofing with battens boarding etc. complete including stacking of serviceable material and disposal of unserviceable material within 50 metres lead |  | Sqm | 99.5
Dismantling & Demolishing | 24.29 | Demolishing thatch roofing including mats, bamboo, jaffari etc. complete including stacking of serviceable material and disposal of unserviceable material within 50 metres lead |  | Sqm | 29.2
Dismantling & Demolishing | 24.30 | Dismantling wooden ballies in posts and struts including stacking within 50 metres lead |  | Rmt | 8.8
Dismantling & Demolishing | 24.31(a) | Dismantling and stacking within 50 metres lead, fencing posts or struts including all earth work and dismantling of concrete etc. in base of | T ’ or ‘ L ’ iron or pipe | Nos | 247.71
Dismantling & Demolishing | 24.31(b) | Dismantling and stacking within 50 metres lead, fencing posts or struts including all earth work and dismantling of concrete etc. in base of | R.C.C | Nos | 343.4
Dismantling & Demolishing | 24.32 | Cutting ballies or wooden posts of fencing at the point of projection above the concrete or ground and stacking the same within 50 metres lead |  | Nos | 46.4
Dismantling & Demolishing | 24.33 | Dismantling barbed wire or flexible wire rope in fencing including making rolls and stacking within 50 metres lead |  | KG | 16.9
Dismantling & Demolishing | 24.34 | Dismantling wooden trellis work excluding frames but including stacking the serviceable material within 50 metres lead |  | Sqm | 30.6
Dismantling & Demolishing | 24.35 | Dismantling expanded metal or I.R.C. fabrics with necessary battens and beading including stacking the serviceable material within 50 metres lead |  | Sqm | 37.2
Dismantling & Demolishing | 24.36(b) | Dismantling wooden boardings in lining of walls and partitions, excluding supporting members but including stacking within 50 metres lead | Thickness above 10 mm upto 25 mm | Sqm | 40.9
Dismantling & Demolishing | 24.36(c) | Dismantling wooden boardings in lining of walls and partitions, excluding supporting members but including stacking within 50 metres lead | Thickness above 25 mm upto 40 mm | Sqm | 52.7
Dismantling & Demolishing | 24.37(a) | Dismantling precast concrete or stone slabs in walls, partition walls etc. including stacking within 50 metres lead | Thickness upto 40 mm | Sqm | 139.8
Dismantling & Demolishing | 24.37(b) | Dismantling precast concrete or stone slabs in walls, partition walls etc. including stacking within 50 metres lead | Thickness above 40 mm upto 75 mm | Sqm | 208.3
Dismantling & Demolishing | 24.38 | Dismantling cement asbestos, Celotax or other hard board ceiling or partition walls including stacking of serviceable materials and disposal of unserviceable materials within 50 metres lead |  | Rmt | 30
Dismantling & Demolishing | 24.39(a) | Dismantling including stacking of serviceable material and disposal of unserviceable material within 50metres lead | Water bound macadam road | Sqm | 116.8
Dismantling & Demolishing | 24.40(a) | Dismantling G.I. pipes (external work) including excavation and refilling trenches after taking out the pipes, including stacking of pipes within 50 metres lead | 15 mm to 40 mm nominal bore | Rmt | 97.5
Dismantling & Demolishing | 24.41 | Dismantling of flushing cistern of any size including stacking of useful materials near the site and disposal of unserviceable materials within 50 metres lead |  | Nos | 693.7
Dismantling & Demolishing | 24.42(a) | Dismantling of cement concrete platform along with curtain walls and base concrete etc. including stacking of useful materials near the site and disposal of unserviceable materials within 50 metres lead | 120 x 120 cm (outside to outside) | Nos | 477.6
Dismantling & Demolishing | 24.42(b) | Dismantling of cement concrete platform along with curtain walls and base concrete etc. including stacking of useful materials near the site and disposal of unserviceable materials within 50 metres lead | 210 x 120 cm (outside to outside) | Nos | 735.2
Dismantling & Demolishing | 24.43 | Dismantling old plaster or skirting raking out joints and cleaning the surface for plaster including disposal of rubbish to the dumping ground within 50 metres lead |  | Sqm | 24.8
Dismantling & Demolishing | 24.44 | Dismantling aluminium/ Gypsum partitions, doors, windows, fixed glazing and false ceiling including disposal of unserviceable surplus material and stacking of serviceable material with in 50 meters lead as directed by Engineer-in-charge |  | Sqm | 31.6
Dismantling & Demolishing | 24.45 | Dismantling W.C. Pan of all sizes including disposal of dismantled materials all complete as per directions of Engineer-in-Charge |  | Sqm | 80.4
Dismantling & Demolishing | 24.46 | Hacking of CC flooring including cleaning for surface etc. complete as per direction of the Engineer-in-Charge |  | Sqm | 36.2