## Source
Schedule | Tripura Building Schedule of Rates 2023
Department | Tripura PWD (R&B and Buildings)
Edition | 2023
Effective from | 2023-04-01
Official source | https://pwd.tripura.gov.in/wp-content/uploads/static-uploads/SOR2023/SOR2023_Building.pdf
Retrieved on | 2026-07-29
Items | 1170
Notice | Transcribed from the official PDF published by the department, for reference only.
Rates change through correction slips. Verify against the official source before pricing a bid.
Published by Arched AI — https://arched.ai/resources/sor

## Rates
Chapter | Item code | Item | Sub-item | Unit | Rate (INR)
Earth Work | 2.1 | Clearing jungle including uprooting of rank vegetation, grass, brush wood, trees and saplings of girth upto 30 cm measured at a height of 1 m above ground level and removal of rubbish upto a distance of 50 m outside the periphery of the area cleared |  | Sqm | 9.4
Earth Work | 2.2 | Clearing grass and removal of the rubbish upto a distance of 50 m outside the periphery of the area cleared |  | Sqm | 4.8
Earth Work | 2.3.1 | Felling trees of the girth (measured at a height of 1 m above ground level) including cutting of trunks and branches removing the roots and stacking of serviceable material and disposal of unserviceable material | Beyond 30 cm girth upto and including 60 cm girth | Each | 291.3
Earth Work | 2.3.2 | Felling trees of the girth (measured at a height of 1 m above ground level) including cutting of trunks and branches removing the roots and stacking of serviceable material and disposal of unserviceable material | Beyond 60 cm girth upto and including 120 cm girth | Each | 1277.9
Earth Work | 2.3.3 | Felling trees of the girth (measured at a height of 1 m above ground level) including cutting of trunks and branches removing the roots and stacking of serviceable material and disposal of unserviceable material | Beyond 120 cm girth upto and including 240 cm girth | Each | 5879.5
Earth Work | 2.4 | Surface dressing of the ground including removing vegetation and in-equalities not exceeding 15 cm deep and disposal of rubbish, lead upto 50 m and lift upto 1.5 m. -All kinds of soil |  | Sqm | 18.1
Earth Work | 2.5 | Ploughing the existing ground to a depth of 15 cm to 25 cm and watering the same. -All kinds of soil |  | Sqm | 18.1
Earth Work | 2.6 | Excavating holes upto 0.5 cum including getting out the excavated soil, then returning the soil as required in layers not exceeding 20 cm in depth, including consolidating each deposited layer by ramming, watering etc, disposing of surplus excavated soil; as directed within a lead of 50 m and lift upto 1.5 m. -All kinds of soil |  | Each | 173.9
Earth Work | 2.7 | Earth work in surface excavation not exceeding 30 cm in depth but exceeding 1.5 m in width as well as 10 sqm on plan including disposal of excavated earth upto 50 m and lift upto 1.5 m, disposed soil to be levelled and neatly dressed: -All kinds of soil |  | Sqm | 69
Earth Work | 2.8 | Earth work in rough excavation, banking excavated earth in layers not exceeding 20 cm in depth, breaking clods watering, rolling each layer with ½ tonne roller or wooden or steel rammers, and rolling every 3rd and top-most layer with power roller of minimum 8 tonnes and dressing up in embankments for roads, flood banks, marginal banks and guide banks or filling up ground depressions, lead upto 50 m and lift upto 1.5 m: -All kinds of soil Note: In case the measurement of actual filling is taken to calculate the quantity involved under this item, the entire quantity of filling thus calculated, should not be considered straightway for payment under this item, but the net quantity after deduction 10% quantity for not consolidating the filling under optimum moisture content only should be considered for payment, under this rate, i.e., if the calculated quantity of filling is 10 cum the payment should be made only for 9 cum under this item. (Refer CPWD specification clause 2.10.5) |  | Cum | 556
Earth Work | 2.9 | Banking excavated earth in layers not exceeding 20 cm. in depth, breaking clods, watering, rolling each layer with ½ tonne roller, or wooden or steel rammers, and rolling every 3rd and top-most layer with power roller of minimum 8 tonnes and dressing up, in embankments for roads, flood banks, marginal banks, and guide banks etc., lead upto 50 m and lift upto 1.5 m. -All kinds of soil Note:(Refer CPWD specification clause 2.10.5) If the banking or filling is not consolidated to optimim moisture content the quantity of filling work out after actual measurement should be deducted by 10% to arrive at the net payable quantity. The measurement of excavation as prescribed in this item especially for consolidation, is not for consolidation with optimum moisture content. Hence the deduction of 10% quantity from the actual measured and calculated quantity to arrive a correct quantity for payment is mandatory |  | Cum | 311.7
Earth Work | 2.10 | Deduct for not rolling with power roller of minimum 8 tonnes for banking excavated earth in layers not exceeding 20 cm in depth |  | Cum | 8.6
Earth Work | 2.11 | Deduct for not watering the excavated earth for banking |  | Cum | 20.6
Earth Work | 2.12 | Earth work in excavation by mechanical means (Hydraulic excavator) / manual means over areas (exceeding 30cm in depth, 1.5m in width as well as 10 sqm on plan) including disposal of excavated earth, lead upto 50m and lift upto 1.5m, disposed earth to be levelled and neatly dressed. -All kinds of soil |  | Cum | 179.9
Earth Work | 2.13 | Earth work in excavation by mechanical means (Hydraulic excavator) / manual means in foundation trenches or drains (not exceeding 1.5 m in width or 10 sqm on plan) including dressing of sides and ramming of bottoms, lift upto 1.5 m, including getting out the excavated soil and disposal of surplus excavated soil as directed, within a lead of 50 m. -All kinds of soil |  | Cum | 231.6
Earth Work | 2.15 | Deduct for disposed soil not levelled and neatly dressed completely as directed by Engineer-in-charge |  | Cum | 51.3
Earth Work | 2.16 | Filling available excavated earth (excluding rock) in trenches, plinth, sides of foundations etc. in layers not exceeding 20cm in depth, consolidating each deposited layer by ramming and watering, lead up to 50 m and lift upto 1.5 m. -All kinds of soil |  | Cum | 161.3
Earth Work | 2.17 | Excavating, supplying and filling of local earth (including royalty) by mechanical transport upto a lead of 5 km also including ramming and watering of the earth in layers not exceeding 20 cm in trenches, plinth, sides of foundation etc. complete |  | Cum | 338.6
Earth Work | 2.18 | Extra for additional lift of 1.5m or part thereof -All kinds of soil |  | Cum | 66.1
Earth Work | 2.19 | Supplying and filling in plinth, under floor, foundations etc. with sand (fine) from local quarry with all lifts including spreading in horizontal layers, watering, grading to required slope, ramming, consolidating and compacting each layer by using plate compactor or by any suitable method complete |  | Cum | 1177.3
Earth Work | 2.20.1 | Supplying chemical emulsion in sealed containers including delivery as specified | Chlorpyriphos/Lindane emulsifiable concentrate of 20% | Litre | 225.6
Earth Work | 2.21.1 | Diluting and injecting chemical emulsion for POST- CONSTRUCTIONAL anti-termite treatment as per IS: 6313 (Part III)- Latest revision (excluding the cost of chemical emulsion) | Along external wall where the apron is not provided using chemical emulsion @ 7.5 litres/sqm of the vertical surface of the substructure to a depth of 300 mm including excavation channel along the wall & rodding etc. complete: With Chlorpyriphos/Lindane E.C. 20% with 1% concentration | Metre | 18.9
Earth Work | 2.21.2 | Diluting and injecting chemical emulsion for POST- CONSTRUCTIONAL anti-termite treatment as per IS: 6313 (Part III)- Latest revision (excluding the cost of chemical emulsion) | Along the external wall below concrete or masonry apron using chemical emulsion @ 2.25 litres per linear metre including drilling and plugging holes etc. With Chlorpyriphos/Lindane E.C. 20% with 1% concentration | Metre | 22.9
Earth Work | 2.21.3 | Diluting and injecting chemical emulsion for POST- CONSTRUCTIONAL anti-termite treatment as per IS: 6313 (Part III)- Latest revision (excluding the cost of chemical emulsion) | Treatment of soil under plinth filling using chemical emulsion @ one litre per hole, 300 mm apart including drilling 12 mm diameter holes and plugging with sand filling: With Chlorpyriphos/Lindane E.C. 20% with 1% concentration | Sqm | 127.3
Earth Work | 2.21.4 | Diluting and injecting chemical emulsion for POST- CONSTRUCTIONAL anti-termite treatment as per IS: 6313 (Part III)- Latest revision (excluding the cost of chemical emulsion) | Treatment of soil under existing floors using chemical emulsion @ one litre per hole, 300 mm apart including drilling 12 mm diameter holes and plugging with cement mortar 1:2 (1 cement: 2 fine sand) to match the existing floor: With Chlorpyriphos/Lindane E.C. 20% with 1% concentration | Sqm | 166.4
Earth Work | 2.21.5 | Diluting and injecting chemical emulsion for POST- CONSTRUCTIONAL anti-termite treatment as per IS: 6313 (Part III)- Latest revision (excluding the cost of chemical emulsion) | Treatment of existing masonry using chemical emulsion @ one litre per hole at 300 mm interval including drilling holes at 45° and plugging them with cement mortar 1:2 (1 cement: 2 fine sand) to the full depth of the hole: With Chlorpyriphos/Lindane E.C. 20% with 1% concentration | Metre | 20.7
Earth Work | 2.21.6 | Diluting and injecting chemical emulsion for POST- CONSTRUCTIONAL anti-termite treatment as per IS: 6313 (Part III)- Latest revision (excluding the cost of chemical emulsion) | Treatment at points of contact of wood work by chemical emulsion Chlorpyriphos/ Lindane (in oil or kerosene based solution) @ 0.5 litres per hole by drilling 6 mm dia holes at downward angle of 45° at 150 mm centre to centre and sealing the same. Note: For Item No. 2.21 The work will be carried out as per IS: 6313 [Latest Revision]. Under the Insecticides Rule 1971: 10(3A) any person who desires to undertake pest control operations will be a Licence holder. The agency must complying with all safety health and welfare regulations, appertaining to staff and work people employed on the site. Keeping the site free from debris arising from the works during the work and leave the site free from debris on completion of work to the satisfaction of the Owner. The agency shall give a 3-year service guarntee in writing supplemented by a seperate and unilateral guarantee from the specialised agency for the job to keep the building free of termites for the specified period at no extra cost of the Owner. Bhisti/Waterman Beldar Mate Foreman Cement (Portland) Cement (White) Marble dust/ powder Marble chips up to 4mm and downsize White & black Marble chips large size above 4 mm White & black Mud (dry) Sand (Fine): Selected quarry Stone dust Carriage: Cement Carriage: Good earth Carriage: Fine Sand Carriage: Stone dust Carriage: Marble dust and marble chips MORTAR rates are exclusive of water charges, GST, overheads Sand can be either coarse or fine as required/available. is considered only due to non-availability of coarse sand of mortar dictates for use of coarse sand, then seperate as per site condition. Mixing of Cement and sand is considered manually. Thus hire charges of mixer is not considered. Only cost of material Add extra @ 5% for labour charges & hire charges, water in case of mechanical mixing of mortar. Ordinary cement 43 grade may be used. Weight of 1 cum of cement considered = 1.44 t | Metre | 444.1
Mortars | 3.1.1 | Mortar 1: 1 (1 cement: 1 fine sand) |  | Cum | 7974.5
Mortars | 3.1.2 | Mortar 1: 2 (1 cement: 2 fine sand) |  | Cum | 5829.7
Mortars | 3.1.3 | Mortar 1: 3 (1 cement: 3 fine sand) |  | Cum | 4758.5
Mortars | 3.1.4 | Mortar 1: 4 (1 cement: 4 fine sand) |  | Cum | 3857.9
Mortars | 3.1.5 | Mortar 1: 5 (1 cement: 5 fine sand) |  | Cum | 3372.9
Mortars | 3.1.6 | Mortar 1: 6 (1 cement: 6 fine sand) |  | Cum | 2957.3
Mortars | 3.2.1 | Stone Dust Mortar 1: 2 (1 cement: 2 Stone dust) |  | Cum | 7634.7
Mortars | 3.3.1 | Marble Dust Mortar 1: 2 (1 cement: 2 Marble dust) |  | Cum | 8451.7
Mortars | 3.3.2 | Marble Dust Mortar 1: 5 (1 cement: 5 Marble dust) |  | Cum | 6326.1
Mortars | 3.5 | Mortar extra @ 5% for labour charges & hire charges, water sundries and contingencies in case of mechanical of mortar. Carriage of concrete by transit mixer. Hire charge of Concrete mixer 0.25-0.40 cubic metre with hopper Hire charge of Pump set of capacity 4000 litres/hour Production cost of concrete by batch mix plant. Pumping charges of concrete including Hire charges of pump, piping work & accessories etc. Hire charge of Vibrator (Needle type 40 mm) Bhisti/Waterman Beldar Coolie Foreman Mason (average) Carpenter (average) Brick Aggregate (Single size): 40 mm nominal size Brick Aggregate (Single size): 20 mm nominal size Brick Aggregate (Single size): 12 mm nominal size Stone Aggregate (Single size): 40 mm nominal size Stone Aggregate (Single size): 25 mm nominal size Stone Aggregate (Single size): 20 mm nominal size Stone Aggregate (Single size): 12 mm nominal size Stone Aggregate (Single size): 10 mm nominal size Stone Aggregate (Single size): 06 mm nominal size Local ballies 100/125 mm diameter Paving Bitumen (paving) grade VG-10 of approved quality Cement (Portland) Coal (steam) Kerosene oil Sand (Fine): Selected quarry Mild steel round bar above 12 mm dia Structural steel such as tees, angles channels and R.S. joists Flats up to 10 mm in thickness Mild steel sheets for tanks Galvanised steel bolts & nuts 10 mm dia and 125 mm long round head with slots Mild stel bolts 6 mm dia and 25 mm long with hexagonal head Straining bolts Second class local wood in scantling Second class local wood in planks Water proofing materials Double clip ( bridge clip) Single clip M.S. tube 40 mm dia M.S. tube 50 mm dia Column clamp 450x1070 m Synthetic polyester triangular fibre of length 12mm, effective dia 10-40 microns and specific gravity of 1.34 to 1.40 Plasticizer / super plasticizer Carriage: Steam coal Carriage: Brick/ Stone aggregate below 40 mm nominal size Carriage: Timber Carriage: Steel Carriage: Brick/ Stone aggregate 40 mm nominal size and above Carriage: Cement Carriage: Tar bitumen Carriage: Fine Sand 1. Sand can be either coarse or fine as required/available. Here, provision considered only due to non-availability of coarse sand in Tripura. However, dictates for use of coarse sand, then seperate analysis may be made 2. The quantities of Cement, sand and coarse aggregates are as per Book 3. Cement concrete with volumetric mix proportion cannot be termed grade, because as per IS Code, only the design mix grades of concrete grade M-15, concrete grade M-20 etc. Hence in this case it should be etc. for batching with specified proportion. 4. The calculations are based on the assumption that 20 cum. to 25 laid in a day. 5. The provision of waterman is mainly for feeding water for mixing requirements during concreting. 6. The expenses for curing will be covered by the provision of Water |  | Cum | 895.6
Cement Concrete | 4.1.1 | Providing and laying in position cement concrete of specified grade excluding the cost of centring and shuttering - -All work upto plinth level | 1:1:2 ( 1 Cement: 1 fine sand: 2 graded stone aggregate 20 mm nominal size) | Cum | 13932.3
Cement Concrete | 4.1.2 | Providing and laying in position cement concrete of specified grade excluding the cost of centring and shuttering - -All work upto plinth level | 1:1½:3 ( 1 Cement: 1½ fine sand: 3 graded stone aggregate 20 mm nominal size) | Cum | 11735.9
Cement Concrete | 4.1.3 | Providing and laying in position cement concrete of specified grade excluding the cost of centring and shuttering - -All work upto plinth level | 1:2:4 ( 1 Cement: 2 fine sand: 4 graded stone aggregate 20 mm nominal size) | Cum | 11355.7
Cement Concrete | 4.1.4 | Providing and laying in position cement concrete of specified grade excluding the cost of centring and shuttering - -All work upto plinth level | 1:2:4 ( 1 Cement: 2 fine sand: 4 graded stone aggregate 40 mm nominal size) 1:3:6 ( 1 Cement: 3 fine sand: 6 graded stone aggregate | Cum | 11078.1
Cement Concrete | 4.1.5 | Providing and laying in position cement concrete of specified grade excluding the cost of centring and shuttering - -All work upto plinth level | 20 mm nominal size) | Cum | 10570.6
Cement Concrete | 4.1.6 | Providing and laying in position cement concrete of specified grade excluding the cost of centring and shuttering - -All work upto plinth level | 1:3:6 ( 1 Cement: 3 fine sand: 6 graded stone aggregate 40 mm nominal size) | Cum | 10249.1
Cement Concrete | 4.1.7 | Providing and laying in position cement concrete of specified grade excluding the cost of centring and shuttering - -All work upto plinth level | 1:4:8 ( 1 Cement: 4 fine sand: 8 graded stone aggregate 40 mm nominal size) | Cum | 9960.7
Cement Concrete | 4.1.8 | Providing and laying in position cement concrete of specified grade excluding the cost of centring and shuttering - -All work upto plinth level | 1:5:10 ( 1 Cement: 5 fine sand: 10 graded stone aggregate 40 mm nominal size) | Cum | 9264.9
Cement Concrete | 4.1.9 | Providing and laying in position cement concrete of specified grade excluding the cost of centring and shuttering - -All work upto plinth level | 1:1:2 ( 1 Cement: 1 fine sand: 2 graded well burnt brick aggregate 20 mm nominal size) 1:1½:3 ( 1 Cement: 1½ fine sand: 3 graded well burnt brick aggregate 20 mm nominal size) 1:2:4 ( 1 Cement: 2 fine sand: 4 graded well burnt brick aggregate 20 mm nominal size) 1:2:4 ( 1 Cement: 2 fine sand: 4 graded well burnt brick aggregate 40 mm nominal size) 1:3:6 ( 1 Cement: 3 fine sand: 6 graded well burnt brick aggregate 20 mm nominal size) 1:3:6 ( 1 Cement: 3 fine sand: 6 graded well burnt brick aggregate 40 mm nominal size) 1:4:8 ( 1 Cement: 4 fine sand: 8 graded well burnt brick aggregate 40 mm nominal size) 1:5:10 ( 1 Cement: 5 fine sand: 10 graded well burnt brick aggregate 40 mm nominal size) | Cum | 13345.3
Cement Concrete | 4.2.1 | Providing and laying cement concrete in retaining walls, return walls (any thick-ness) including attached pilasters, columns, piers, abutmets, pillars, posts, struts, buttresses, string or lacing courses, parapets, coping bed blocks, anchor blocks, plain window sills, fillets, sunken floor etc. upto floor five level, excluding the cost of centring shuttering and finishing | 1:1:2 ( 1 Cement: 1 fine sand: 2 graded stone aggregate 20 mm nominal size) | Cum | 15467.7
Cement Concrete | 4.2.2 | Providing and laying cement concrete in retaining walls, return walls (any thick-ness) including attached pilasters, columns, piers, abutmets, pillars, posts, struts, buttresses, string or lacing courses, parapets, coping bed blocks, anchor blocks, plain window sills, fillets, sunken floor etc. upto floor five level, excluding the cost of centring shuttering and finishing | 1:1½:3 ( 1 Cement: 1½ fine sand: 3 graded stone aggregate 20 mm nominal size) | Cum | 13204.4
Cement Concrete | 4.2.3 | Providing and laying cement concrete in retaining walls, return walls (any thick-ness) including attached pilasters, columns, piers, abutmets, pillars, posts, struts, buttresses, string or lacing courses, parapets, coping bed blocks, anchor blocks, plain window sills, fillets, sunken floor etc. upto floor five level, excluding the cost of centring shuttering and finishing | 1:2:4 ( 1 Cement: 2 fine sand: 4 graded stone aggregate 20 mm nominal size) | Cum | 12812.8
Cement Concrete | 4.2.4 | Providing and laying cement concrete in retaining walls, return walls (any thick-ness) including attached pilasters, columns, piers, abutmets, pillars, posts, struts, buttresses, string or lacing courses, parapets, coping bed blocks, anchor blocks, plain window sills, fillets, sunken floor etc. upto floor five level, excluding the cost of centring shuttering and finishing | 1:2:4 ( 1 Cement: 2 fine sand: 4 graded stone aggregate 40 mm nominal size) | Cum | 12532.4
Cement Concrete | 4.2.5 | Providing and laying cement concrete in retaining walls, return walls (any thick-ness) including attached pilasters, columns, piers, abutmets, pillars, posts, struts, buttresses, string or lacing courses, parapets, coping bed blocks, anchor blocks, plain window sills, fillets, sunken floor etc. upto floor five level, excluding the cost of centring shuttering and finishing | 1:3:6 ( 1 Cement: 3 fine sand: 6 graded stone aggregate 20 mm nominal size) | Cum | 12005
Cement Concrete | 4.2.6 | Providing and laying cement concrete in retaining walls, return walls (any thick-ness) including attached pilasters, columns, piers, abutmets, pillars, posts, struts, buttresses, string or lacing courses, parapets, coping bed blocks, anchor blocks, plain window sills, fillets, sunken floor etc. upto floor five level, excluding the cost of centring shuttering and finishing | 1:3:6 ( 1 Cement: 3 fine sand: 6 graded stone aggregate 40 mm nominal size) | Cum | 11674.8
Cement Concrete | 4.2.7 | Providing and laying cement concrete in retaining walls, return walls (any thick-ness) including attached pilasters, columns, piers, abutmets, pillars, posts, struts, buttresses, string or lacing courses, parapets, coping bed blocks, anchor blocks, plain window sills, fillets, sunken floor etc. upto floor five level, excluding the cost of centring shuttering and finishing | 1:1:2 ( 1 Cement: 1 fine sand: 2 graded well burnt brick aggregate 20 mm nominal size) | Cum | 14862.2
Cement Concrete | 4.2.8 | Providing and laying cement concrete in retaining walls, return walls (any thick-ness) including attached pilasters, columns, piers, abutmets, pillars, posts, struts, buttresses, string or lacing courses, parapets, coping bed blocks, anchor blocks, plain window sills, fillets, sunken floor etc. upto floor five level, excluding the cost of centring shuttering and finishing | 1:1½:3 ( 1 Cement: 1½ fine sand: 3 graded well burnt brick aggregate 20 mm nominal size) | Cum | 12612
Cement Concrete | 4.2.9 | Providing and laying cement concrete in retaining walls, return walls (any thick-ness) including attached pilasters, columns, piers, abutmets, pillars, posts, struts, buttresses, string or lacing courses, parapets, coping bed blocks, anchor blocks, plain window sills, fillets, sunken floor etc. upto floor five level, excluding the cost of centring shuttering and finishing | 1:2:4 ( 1 Cement: 2 fine sand: 4 graded well burnt brick aggregate 20 mm nominal size) 1:2:4 ( 1 Cement: 2 fine sand: 4 graded well burnt brick aggregate 40 mm nominal size) 1:3:6 ( 1 Cement: 3 fine sand: 6 graded well burnt brick aggregate 20 mm nominal size) 1:3:6 ( 1 Cement: 3 fine sand: 6 graded well burnt brick aggregate 40 mm nominal size) | Cum | 12181.2
Cement Concrete | 4.3.1 | Providing and laying cement concrete in kerbs, steps and the like at or near ground level excluding the cost of centering, shuttering and finishing | 1:1½:3 ( 1 Cement: 1½ fine sand: 3 graded stone aggregate 20 mm nominal size) | Cum | 11735.2
Cement Concrete | 4.4.1 | Centering shuttering including struttings, propping etc. and removal of form work for | Foundations, footings, bases for columns | Sqm | 303.1
Cement Concrete | 4.4.2 | Centering shuttering including struttings, propping etc. and removal of form work for | Retaining walls, return walls, walls (any thickness) including attached pilasters, but-tresses plinth and string courses fillets etc | Sqm | 390.6
Cement Concrete | 4.4.3 | Centering shuttering including struttings, propping etc. and removal of form work for | Columns, piers, abutments, pillaras, posts and struts | Sqm | 492.7
Cement Concrete | 4.5.1 | Providing and laying at or near ground level precast cement concrete in kerbs, edgings etc. as per approved pattern and setting in position with cement mortar 1: 3 ( 1 cement: 3 fine sand) including the cost of required centering, shuttering and finishing smooth with 6 mm thick cement plaster 1:3 ( 1 cement: 3 fine sand) on exposed surface complete | 1:1½:3 ( 1 Cement: 1½ fine sand: 3 graded stone aggregate 20 mm nominal size) | Cum | 15042
Cement Concrete | 4.6.1 | Providing and fixing upto floor five level precast cement concrete string or lacing courses, copings, bed plates, anchor blocks, plain window sills, shelves, louvers, steps, stair cases, etc. including hoisting and setting in position with cement mortar 1: 3 ( 1 cement: 3 fine sand) including the cost of required centering, shuttering and finishing smooth with 6 mm thick cement plaster 1:3 ( 1 cement: 3 fine sand) on exposed surface complete | 1:1½:3 ( 1 Cement: 1½ fine sand: 3 graded stone aggregate 20 mm nominal size) | Cum | 16719.6
Cement Concrete | 4.7.1 | Providing and fixing upto floor five level precast cement concrete solid block including hoisting and setting in position with cement mortar 1: 3 ( 1 cement: 3 fine sand) including the cost of required centering, shuttering and finishing smooth with 6 mm thick cement plaster 1:3 ( 1 cement: 3 fine sand) on exposed surface complete | 1:1½:3 ( 1 Cement: 1½ fine sand: 3 graded stone aggregate 20 mm nominal size) | Cum | 16885.8
Cement Concrete | 4.8.1 | Providing and fixing upto floor five level precast cement concrete hollow block including hoisting and setting in position with cement mortar 1: 3 ( 1 cement: 3 fine sand) including the cost of required centering, shuttering and finishing smooth with 6 mm thick cement plaster 1:3 ( 1 cement: 3 fine sand) on exposed surface complete | 1:1½:3 ( 1 Cement: 1½ fine sand: 3 graded stone aggregate 20 mm nominal size) | Cum | 12151.7
Cement Concrete | 4.9.1 | Precasting and placing in position 125 mm dia Bollards 600 mm high of required shape including providing M.S. Pipe Sleeve 50 mm dia 300 mm long in the Bollard and M.S. Pipes 40 mm dia and 450 mm long with 150x150x6mm M.S. plate welded at bottom and embedded 150mm in cement concrete 1:3:6 (1cement:3fine sand:6graded stone aggregate 20 mm nomonal size) including necessary excavation of size 250x250x450 mm deep for the same in bitumen/concrete pavement at specified spacing | 1:2:4 ( 1 Cement: 2 fine sand: 4 graded stone aggregate 12 mm nominal size) | Each | 981.4
Cement Concrete | 4.10 | Providing and laying damp-proof course with cement concrete 1:2:4 (1 cement: 2 coarse sand: 4 graded stone aggregate 12.5mm nominal size). D.P.C. 40 mm thick |  | Sqm | 489.6
Cement Concrete | 4.11 | Providing and laying damp-proof course with cement concrete 1:2:4 (1 cement: 2 coarse sand: 4 graded stone aggregate 20mm nominal size). D.P.C. 50 mm thick |  | Sqm | 606
Cement Concrete | 4.13 | Providing & applying a coat of residual petroleum bitumen of grade of VG-10 of aproved quality using 1.7kg per square metre on damp proof course after cleaning the surface with brushes and finally with a piece of cloth lightly soaked in kerosene oil |  | Sqm | 173.2
Cement Concrete | 4.14 | Extra for concrete work in superstructure above floor V level for each four floors or part thereof |  | Cum | 834.4
Cement Concrete | 4.16 | Extra for laying concrete in or under foul positions |  | Cum | 249.8
Cement Concrete | 4.17 | Making plinth protection 50mm thick of cement concrete 1:3:6 (1 cement: 3 fine sand: 6 graded well burnt brick aggregate 20 mm nominal size) over 75mm bed of dry brick ballast 40mm nominal size well rammed and consolidated and grouted with fine sand including finishing the top smooth |  | Sqm | 894.3
Cement Concrete | 4.19 | Providing and laying in position ready mixed plain cement concrete, with cement content as per approved design mix and manufactured in fully automatic batching plant and transported to site of work in transit mixer for all leads, having continuous agitated mixer, manufactured as per mix design of specified grade for plain cement concrete work, including pumping of R.M.C. from transit mixer to site of laying and curing, excluding the cost of centering, shuttering and finishing, including cost of curing, admixtures in recommended proportions as per IS: 9103 to accelerate/ retard setting of concrete, improve workability without impairing strength and durability as per direction of the Engineer-in-charge. Note: 1) Excess/less cement used than specified in this item is payable/ recoverable separately. All works upto plinth level: M-15 grade plain cement concrete (cement content considered @ 240 kg/cum) M-10 grade plain cement concrete (cement content considered @ 220 kg/cum) All works above plinth and upto floor V level: M-15 grade plain cement concrete (cement content considered @ 240 kg/cum) M-10 grade plain cement concrete (cement content considered @ 220 kg/cum) Carriage of concrete by transit mixer. Hire charge of Concrete mixer 0.25-0.40 cubic metre with hopper Hire charge of Pump set of capacity 4000 litres/hour Production cost of concrete by batch mix plant. Pumping charges of concrete including Hire charges of pump, piping work & accessories etc. Vibrator (Needle type 40 mm) Bandhani Bhisti/Waterman Blacksmith 1st class Carpenter 1st class Beldar Coolie Foreman Bar -bender Fitter (grade 1) Mason (brick layer) 1st class Mate Mason (average) Carpenter (average) Non - Asbestos multi purpose fibre cement board 6mm thick: 150 mm/ 200 mm wide Brick [2nd Class] Brick Aggregate (Single size): 40 mm nominal size Brick Aggregate (Single size): 20 mm nominal size Brick Aggregate (Single size): 12 mm nominal size Stone Aggregate (Single size): 40 mm nominal size Stone Aggregate (Single size): 25 mm nominal size Stone Aggregate (Single size): 20 mm nominal size Stone Aggregate (Single size): 12 mm nominal size Stone Aggregate (Single size): 10 mm nominal size Stone Aggregate (Single size): 06 mm nominal size Local ballies 100/125 mm diameter Bitumen (paving) grade VG-10 of approved quality Bitumen [Blown type petroleum] of penetration VG-30 of approved quality Bitumen solution primer of approved quality Flame retardant face insulating, Impregnated fibre board 12 mm thick Cement [Portland] Coal (steam) Hessian cloth Cement Concrete Jali 50 mm thick Cement Concrete Jali 40 mm thick Cement Concrete Jali 25 mm thick Kerosene oil Copper plate Sand (Fine): Selected quarry Mild steel round bar 12 mm dia and below Mild steel round bar above 12 mm dia Average rate of Mild steel round bars for reinforcements Thermo-Mechanically Treated bars of grade Fe- 500D or more Mild steel square bars Structural steel such as tees, angles channels and R.S. joists Flats up to 10 mm in thickness Mild steel sheets for tanks Mild steel expanded metal 20x60 mm strands Hard drawn steel wire fabric Galvanised steel bolts & nuts 10 mm dia and 125 mm long round head with slots Mild stel bolts 6 mm dia and 25 mm long with hexagonal head Straining bolts Galvanised steel bolts & nuts 10 mm dia and 27 cm long both sides threaded with 4 galvanised steel nuts Galvanised steel bolts 10 mm dia and 7 cm long with nuts Bolts and nuts up to 300 mm in length Bolts and nuts above 300 mm in length 12 mm dia steel pegs Second class local wood in scantling Second class local wood in planks Water proofing materials Wire nails Hard drawn steel wire Bolts and nuts 16 mm dia 65 mm long Bolts and nuts 20 mm dia 65 mm long Bolts and nuts 20 mm dia 70 mm long Bolts and nuts 20 mm dia 75 mm long Bolts and nuts 20 mm dia 80 mm long Bolts and nuts 24 mm dia 85 mm long Bolts and nuts 24 mm dia 90 mm long Bolts and nuts 27 mm dia 100 mm long Strips-Aluminium fluted 3.15mm thick and 150mm wide Strips Aluminium fluted 3.15mm thick and 200mm wide metre Ply wood 5 ply with teak ply on one face and commercial ply on another face 9 mm thick Rawl plug 50 mm (designation 10 no.) Plasticizer / super plasticizer Wall form panel 1250x500 mm Tie bolt 12 mm dia 100 mm length Tie bolt 12 mm dia 150 mm length Tie bolt 12 mm dia 450 mm length Tie bolt 20 mm dia 150 mm length Tie bolt 20 mm dia 225 mm length Spring coil 12 mm Plastic cone 12 mm dia Double clip ( bridge clip) Single clip M.S. tube 40 mm dia M.S. tube 50 mm dia Wall form panel 1250x450 mm Corner angle 45x45x5 m 2.50 m long Column clamp 450x1070 m Prop 2 m ( 2-3.5m) Binding wire Adjustable span ESO+SI (2.35-3.40) Adjustable telescopic prop 3 m (2.02-3.75 m) Stirrup head Prop 4 m Double coupler Water proof ply 12mm thick. 1 mm thick Stainless steel cover plate grade 304 Stainless steel screws 30mm x 4mm Coupler 16 mm dia Coupler 20 mm dia Coupler 25 mm dia Coupler 28 mm dia Coupler 32 mm dia Galvanized chicken mesh (24 guage, 12 mm size) Bitumen hot sealing compound: grade A Bitumen hot sealing compound: grade B Stainless steel screws 30 mm x 4 mm Carriage: Steam coal Carriage: Bricks 1000 Carriage: Brick/ Stone aggregate below 40 mm nominal size Carriage: Timber Carriage: Steel Carriage: Brick/ Stone aggregate 40 mm nominal size and above Carriage: Cement Carriage: Tar bitumen Carriage: Fine Sand Carriage: Soling stone & masonry stone 1. Sand can be either coarse or fine as required/available. Here, provision considered only due to non-availability of coarse sand in Tripura. However, dictates for use of coarse sand, then seperate analysis may be made as 2. The quantities of Cement, sand and coarse aggregates are as per Table Analysis 3. Cement concrete with volumetric mix proportion cannot be termed because as per IS Code, only the design mix grades of concrete are specified 15, concrete grade M-20 etc. Hence in this case it should be mix proportion batching with specified proportion. 4. The calculations are based on the assumption that 20 cum. to 25 cum. a day. 5. The provision of waterman is mainly for feeding water for mixing and during concreting. 6. The expenses for curing will be covered by the provision of Water Charges |  | Cum | 11998.4
Reinforced Cement Concrete | 5.1.1 | Providing and laying in position specified grade of reinforced cement concrete excluding the cost of centring, shuttering, finishing and reinforcement- -All work upto plinth level | 1:1:2 ( 1 Cement: 1 fine sand: 2 graded stone aggregate 20 mm nominal size) | Cum | 14075.6
Reinforced Cement Concrete | 5.1.2 | Providing and laying in position specified grade of reinforced cement concrete excluding the cost of centring, shuttering, finishing and reinforcement- -All work upto plinth level | 1:1½:3 ( 1 Cement: 1½ fine sand: 3 graded stone aggregate 20 mm nominal size) | Cum | 12073.8
Reinforced Cement Concrete | 5.1.3 | Providing and laying in position specified grade of reinforced cement concrete excluding the cost of centring, shuttering, finishing and reinforcement- -All work upto plinth level | 1:2:4 ( 1 Cement: 2 fine sand: 4 graded stone aggregate 20 mm nominal size) | Cum | 11693.5
Reinforced Cement Concrete | 5.1.4 | Providing and laying in position specified grade of reinforced cement concrete excluding the cost of centring, shuttering, finishing and reinforcement- -All work upto plinth level | 1:2:4 ( 1 Cement: 2 fine sand: 4 graded well burnt brick aggregate 20 mm nominal size) | Cum | 11080.4
Reinforced Cement Concrete | 5.2.1 | Reinforced cement concrete work in walls (any thickness), including attached pilasters, buttresses, plinth and skirting courses, fillets, columns, pillars, piers, abutments, posts and struts etc. upto floor five level excluding cost of centring, shuttering, finishing and reinforcement | 1:1:2 ( 1 Cement: 1 fine sand: 2 graded stone aggregate 20 mm nominal size) 1:1½:3 ( 1 Cement: 1½ fine sand: 3 graded stone | Cum | 15502.2
Reinforced Cement Concrete | 5.2.3 | Reinforced cement concrete work in walls (any thickness), including attached pilasters, buttresses, plinth and skirting courses, fillets, columns, pillars, piers, abutments, posts and struts etc. upto floor five level excluding cost of centring, shuttering, finishing and reinforcement | 1:2:4 ( 1 Cement: 2 fine sand: 4 graded stone aggregate 20 mm nominal size) | Cum | 12925.6
Reinforced Cement Concrete | 5.2.4 | Reinforced cement concrete work in walls (any thickness), including attached pilasters, buttresses, plinth and skirting courses, fillets, columns, pillars, piers, abutments, posts and struts etc. upto floor five level excluding cost of centring, shuttering, finishing and reinforcement | 1:2:4 ( 1 Cement: 2 fine sand: 4 graded well burnt brick aggregate 20 mm nominal size) | Cum | 10461.4
Reinforced Cement Concrete | 5.3.1 | Reinforced cement concrete work in beams, suspended ° floors, roofs having slope upto 15 landings, balconies, shelves, chajjas, lintels, bands, plain window sills, staircases and spiral stair cases upto floor five level excluding the cost of centring, shuttering, finishing and reinforcement | 1:1:2 ( 1 Cement: 1 fine sand: 2 graded stone aggregate 20 mm nominal size) | Cum | 15780.9
Reinforced Cement Concrete | 5.3.2 | Reinforced cement concrete work in beams, suspended ° floors, roofs having slope upto 15 landings, balconies, shelves, chajjas, lintels, bands, plain window sills, staircases and spiral stair cases upto floor five level excluding the cost of centring, shuttering, finishing and reinforcement | 1:1½:3 ( 1 Cement: 1½ fine sand: 3 graded stone aggregate 20 mm nominal size) | Cum | 13584.5
Reinforced Cement Concrete | 5.3.3 | Reinforced cement concrete work in beams, suspended ° floors, roofs having slope upto 15 landings, balconies, shelves, chajjas, lintels, bands, plain window sills, staircases and spiral stair cases upto floor five level excluding the cost of centring, shuttering, finishing and reinforcement | 1:2:4 ( 1 Cement: 2 fine sand: 4 graded stone aggregate 20 mm nominal size) | Cum | 13204.3
Reinforced Cement Concrete | 5.3.4 | Reinforced cement concrete work in beams, suspended ° floors, roofs having slope upto 15 landings, balconies, shelves, chajjas, lintels, bands, plain window sills, staircases and spiral stair cases upto floor five level excluding the cost of centring, shuttering, finishing and reinforcement | 1:2:4 ( 1 Cement: 2 fine sand: 4 graded well burnt brick aggregate 20 mm nominal size) | Cum | 12591.1
Reinforced Cement Concrete | 5.4.1 | Providing and laying upto floor five level reinforced cement concrete work in kerbs, steps and the like excluding the cost of centring, shuttering, finishing and reinforcement | 1:1:2 ( 1 Cement: 1 fine sand: 2 graded stone aggregate 20 mm nominal size) | Cum | 15418.6
Reinforced Cement Concrete | 5.4.2 | Providing and laying upto floor five level reinforced cement concrete work in kerbs, steps and the like excluding the cost of centring, shuttering, finishing and reinforcement | 1:1½:3 ( 1 Cement: 1½ fine sand: 3 graded stone aggregate 20 mm nominal size) | Cum | 13222.2
Reinforced Cement Concrete | 5.4.3 | Providing and laying upto floor five level reinforced cement concrete work in kerbs, steps and the like excluding the cost of centring, shuttering, finishing and reinforcement | 1:2:4 ( 1 Cement: 2 fine sand: 4 graded stone aggregate 20 mm nominal size) | Cum | 12842
Reinforced Cement Concrete | 5.4.4 | Providing and laying upto floor five level reinforced cement concrete work in kerbs, steps and the like excluding the cost of centring, shuttering, finishing and reinforcement | 1:2:4 ( 1 Cement: 2 fine sand: 4 graded well burnt brick aggregate 20 mm nominal size) | Cum | 12228.8
Reinforced Cement Concrete | 5.5.1 | Reinforced cement concrete work in arches, archribs, domes, vaults, shells, folded plate and roofs having slope more than 15° up to floor five level, excluding the cost of centering, shuttering, finishing and reinforcement, with | 1:1:2 ( 1 Cement: 1 fine sand: 2 graded stone aggregate 20 mm nominal size) | Cum | 16184.6
Reinforced Cement Concrete | 5.5.2 | Reinforced cement concrete work in arches, archribs, domes, vaults, shells, folded plate and roofs having slope more than 15° up to floor five level, excluding the cost of centering, shuttering, finishing and reinforcement, with | 1:1½:3 ( 1 Cement: 1½ fine sand: 3 graded stone aggregate 20 mm nominal size) | Cum | 13988.2
Reinforced Cement Concrete | 5.5.3 | Reinforced cement concrete work in arches, archribs, domes, vaults, shells, folded plate and roofs having slope more than 15° up to floor five level, excluding the cost of centering, shuttering, finishing and reinforcement, with | 1:2:4 ( 1 Cement: 2 fine sand: 4 graded stone aggregate 20 mm nominal size) | Cum | 13608
Reinforced Cement Concrete | 5.5.4 | Reinforced cement concrete work in arches, archribs, domes, vaults, shells, folded plate and roofs having slope more than 15° up to floor five level, excluding the cost of centering, shuttering, finishing and reinforcement, with | 1:2:4 ( 1 Cement: 2 fine sand: 4 graded well burnt brick aggregate 20 mm nominal size) | Cum | 12994.9
Reinforced Cement Concrete | 5.6.1 | Reinforced cement concrete work in chimneys, shafts, up to floor five level, excluding the cost of centering, shuttering, finishing and reinforcement with | 1:1:2 ( 1 Cement: 1 fine sand: 2 graded stone aggregate 20 mm nominal size) | Cum | 15646.8
Reinforced Cement Concrete | 5.6.2 | Reinforced cement concrete work in chimneys, shafts, up to floor five level, excluding the cost of centering, shuttering, finishing and reinforcement with | 1:1½:3 ( 1 Cement: 1½ fine sand: 3 graded stone aggregate 20 mm nominal size) | Cum | 13450.4
Reinforced Cement Concrete | 5.6.3 | Reinforced cement concrete work in chimneys, shafts, up to floor five level, excluding the cost of centering, shuttering, finishing and reinforcement with | 1:2:4 ( 1 Cement: 2 fine sand: 4 graded stone aggregate 20 mm nominal size) | Cum | 13070.2
Reinforced Cement Concrete | 5.6.4 | Reinforced cement concrete work in chimneys, shafts, up to floor five level, excluding the cost of centering, shuttering, finishing and reinforcement with | 1:2:4 ( 1 Cement: 2 fine sand: 4 graded well burnt brick aggregate 20 mm nominal size) | Cum | 12457.1
Reinforced Cement Concrete | 5.7.1 | Reinforced cement concrete work in vertical and horizontal fins individually or forming box louvers, facias and eaves boards above plinth level up to floor five level, excluding the cost of centering, shuttering, finishing and reinforcement with | 1:1:2 ( 1 Cement: 1 fine sand: 2 graded stone aggregate 20 mm nominal size) | Cum | 15674.6
Reinforced Cement Concrete | 5.7.2 | Reinforced cement concrete work in vertical and horizontal fins individually or forming box louvers, facias and eaves boards above plinth level up to floor five level, excluding the cost of centering, shuttering, finishing and reinforcement with | 1:1½:3 ( 1 Cement: 1½ fine sand: 3 graded stone aggregate 20 mm nominal size) | Cum | 13478.2
Reinforced Cement Concrete | 5.7.3 | Reinforced cement concrete work in vertical and horizontal fins individually or forming box louvers, facias and eaves boards above plinth level up to floor five level, excluding the cost of centering, shuttering, finishing and reinforcement with | 1:2:4 ( 1 Cement: 2 fine sand: 4 graded stone aggregate 20 mm nominal size) | Cum | 13098
Reinforced Cement Concrete | 5.7.4 | Reinforced cement concrete work in vertical and horizontal fins individually or forming box louvers, facias and eaves boards above plinth level up to floor five level, excluding the cost of centering, shuttering, finishing and reinforcement with | 1:2:4 ( 1 Cement: 2 fine sand: 4 graded well burnt brick aggregate 20 mm nominal size) | Cum | 12484.9
Reinforced Cement Concrete | 5.8 | Centering shuttering including struttings, propping etc. and removal of form work for: Foundations, footings, bases for columns etc. for mass concrete with timber plank Foundations, footings, bases for columns etc. for mass concrete with steel formwork |  | Sqm | 333.9
Reinforced Cement Concrete | 5.8.2 | R.C.C. Cast-in-situ Shelves |  | Sqm | 338.3
Reinforced Cement Concrete | 5.8.3 | Walls (any thickness) including attached pilasters, buttresses, plinth and string courses etc. using shuttering ply Suspended floors, roofs, landings, balconies and access platform with timber planks Suspended floors, roofs, landings, balconies and access platform with 12 mm thick shuttering ply Suspended floors, roofs, landings, balconies and access platform with M.S. plates and props Lintels, beams, plinth beams, girders, bressumers and cantilevers with shuttering ply Lintels, beams, plinth beams, girders, bressumers and cantilevers with wooden plank Columns, Pillars, Piers, Abutments, Posts and Struts with shuttering ply Columns, Pillars, Piers, Abutments, Posts and Struts with wooden plank Columns, Pillars, Piers, Abutments, Posts and Struts with M.S. shutters Circular Columns with ply shutters Stairs (excluding landings) except spiral-staircases with wooden plank Spiral staircases (including landing) - cast-in-situ with ply |  | Sqm | 496.1
Reinforced Cement Concrete | 5.8.8 | Arches upto 6 m span |  | Sqm | 898.5
Reinforced Cement Concrete | 5.8.9 | Domes upto 6 m span R.C.C.Chimneys and shafts Vertical and horizontal fins individually or forming box louvers band, facias and eaves boards. Edges of slabs and breaks in floors and walls under 20 cm. wide Edges of slabs and breaks in floors and walls above 20 cm. wide Weather shade, Chajjas, corbels etc., including edges. Small lintels not exceeding 1.5m clear span, moulding as in cornices, window sills, string courses, bands, copings, bed plates, anchor blocks and the like. Cornices and mouldings |  | Sqm | 1099
Reinforced Cement Concrete | 5.10 | Extra for additional height in centring, shuttering where ever required with adequate bracing, propping etc. including cost of de-shuttering and decentring at all levels, over a height of 3.5 m, for every additional height of 1 metre or part thereof: Suspended floors, roofs, landing, beams and balconies (Plan area to be measured) |  | Sqm | 267.4
Reinforced Cement Concrete | 5.11 | Encasing rolled steel sections, in beams and columns, with cement concrete including centring and shuttering complete but excluding cost of reinforcement. 1:1½:3 ( 1 Cement: 1½ fine sand: 3 graded stone aggregate 20 mm nominal size) |  | Cum | 18990.9
Reinforced Cement Concrete | 5.12 | Encasing rolled steel section in grillages with cement concrete including centring and shuttering but excluding cost of expanded metal and hangers. 1:1½:3 ( 1 Cement: 1½ fine sand: 3 graded stone aggregate 20 mm nominal size) |  | Cum | 12710.7
Reinforced Cement Concrete | 5.13 | Extra for providing and fixing expanded metal mesh of size 20x60mm and strands 3.25mm wide 1.6mm thick weighing 3.64 kg. per sqm. for encasing of rolled steel sections in beams, columns and grillages excluding cost of hangers |  | Sqm | 515.4
Reinforced Cement Concrete | 5.14 | Providing, hoisting and fixing above plinth level up to floor five level precast reinforced cement concrete work in string courses, bands, copings, bed plates, anchor blocks, plain window sills and the like, including the cost of required centering, shuttering but, excluding cost of reinforcement, with 1:1.5:3 (1 cement: 1.5 fine sand: 3 graded stone aggregate 20 mm nominal size) |  | Cum | 16954.4
Reinforced Cement Concrete | 5.15 | Providing, hoisting and fixing above plinth level up to floor five level precast reinforced cement concrete in mouldings as in cornices, windows sills etc, including setting in cement mortar 1:3 (1 cement: 3 coarse sand) cost of required centering, shuttering but, excluding the cost of reinforcement, with 1:1.5:3 (1 cement: 1.5 fine sand: 3 graded stone aggregate 20 mm nominal size) |  | Cum | 17898.3
Reinforced Cement Concrete | 5.16 | Providing, hoisting and fixing above plinth level up to floor five level precast reinforced cement concrete in shelves, including setting in cement mortar 1:3 (1cement: 3 coarse sand), cost of required centering, shuttering and finishing with neat cement punning on exposed surfaces but, excluding the cost of reinforcement, with 1:1.5:3 (1 cement: 1.5 fine sand: 3 graded stone aggregate 20 mm nominal size) |  | Cum | 22991.4
Reinforced Cement Concrete | 5.17 | Providing, hoisting and fixing above plinth level up to floor five level precast reinforced cement concrete in vertical & horizontal fins, individually or forming box louvers, setting in cement mortar 1:2 (1 cement: 2 coarse sand), including the cost of required centering, shuttering but, excluding the cost of reinforcement, with 1:1.5:3 (1 cement: 1.5 fine sand: 3 graded stone aggregate 20 mm nominal size) |  | Cum | 14263.5
Reinforced Cement Concrete | 5.18 | Providing precast cement concrete Jali 1:2:4 (1 cement: 2 coarse sand: 4 graded stone aggregate 6mm nominal size) reinforced with 1.6 mm dia mild steel wire including centring and shuttering, roughening cleaning, fixing and finishing in cement mortar 1:3(1cement: 3 fine sand) etc. complete, excluding the plastering of jambs, sills and soffits 50 mm thick 40 mm thick 25 mm thick |  | Sqm | 1481.9
Reinforced Cement Concrete | 5.19 | Reinforcement for R.C.C. work including straightening, cutting, bending, placing in position and binding all complete upto plinth level. Mild steel and Medium Tensile steel bars. Hard drawn steel wire Hard drawn steel wire fabric Thermo-Mechanically Treated bars of grade Fe-500D or more |  | KG | 100.7
Reinforced Cement Concrete | 5.20 | Reinforcement for R.C.C. work including straightening, cutting, bending, placing in position and binding all complete above plinth level. Mild steel and Medium Tensile steel bars. Hard drawn steel wire Hard drawn steel wire fabric Thermo-Mechanically Treated bars of grade Fe-500D or more Note: Item 5.19 & 5.20 -Wastage and unauthorised overlaps shall not be paid for. Annealed steel wire required for binding or tack welding shall not be measured, its cost being included in the rate of reinforcement. Whereever tack welding is used in lieu of binding, such welds shall not be measured. Chairs, separators etc. shall be provided as directed by Engineer-in-Charge and measured seperately and paid for. Steel reinforcement for R.C.C. work ready to use "cut and bend" rebars of approved make from factory/workshop to construction site including placing in position and binding all complete upto plinth level. Thermo-Mechanically Treated bars of grade Fe-500D or more. Steel reinforcement for R.C.C. work ready to use "cut and bend" rebars of approved make from factory/workshop to construction site including placing in position and binding all complete above plinth level. Thermo-Mechanically Treated bars of grade Fe-500D or more |  | KG | 100.7
Reinforced Cement Concrete | 5.21 | Extra for laying reinforced cement concrete in or under water and/ or liquid mud including cost of pumping or bailing out water and removing slush etc., complete. Note: The quantity will be calculated by multiplying the depth measured from the sub-soil water level up to the centre of gravity of the RCC under sub-soil water with the quantity of RCC in cubic meter executed under sub-soil water. The depth of centre of gravity shall be reckoned correct to 0.1m and 0.05m shall be taken as 0.1m and less than 0.05m ignored. No extra payment shall be made for placing reinforcement or centering and shuttering under sub-soil water conditions. [unit of measuement = per cum per meter depth] Reinforced cement concrete for R.C.C. footing Reinforced cement concrete for R.C.C. Column |  | Metre | 3123.3
Reinforced Cement Concrete | 5.22 | Extra for laying reinforced cement concrete in or under foul positions |  | Cum | 249.8
Reinforced Cement Concrete | 5.23 | Smooth finishing of the exposed surface of R.C.C. work with 6mm thick cement mortar 1:3 (1 Cement: 3 fine sand) |  | Sqm | 245
Reinforced Cement Concrete | 5.24 | Add for plaster drip course/ groove in plastered surface or moulding to R.C.C. projections |  | Metre | 48.7
Reinforced Cement Concrete | 5.25 | Providing and fixing Galvanized chicken mesh (24 guage, 12 mm size) properly stretched and nailed ensuring equal thickness of plaster at junction of masonry work and concrete members |  | Sqm | 117.8
Reinforced Cement Concrete | 5.26 | Providing and fixing in position copper plate as per design for expansion joints |  | KG | 1257.6
Reinforced Cement Concrete | 5.27 | Providing and filling in position, blown bitumen in expansion joints |  | Cum | 92847.8
Reinforced Cement Concrete | 5.28 | Providing and filling in position bitumen mix filler of proportion 80 kg. of hot bitumen, 1 kg. of cement and 0.25 cubic metre of fine sand for expansion joints |  | Cum | 29084.5
Reinforced Cement Concrete | 5.30 | Providing and fixing sheet covering over expansion joints with iron screws as per design to match the colour /shade of wall treatment. Non-asbestos fibre cement board 6 mm thick as per IS: 14862 [150mm wide] Non-asbestos fibre cement board 6 mm thick as per IS: 14862 [200mm wide] Aluminium fluted strips 3.15mm thick: 150 mm wide Aluminium fluted strips 3.15mm thick: 200 mm wide |  | Metre | 210.2
Reinforced Cement Concrete | 5.31 | Providing and fixing in position Stainless steel Grade 304 plate- 1.0 mm thick as per design for expansion joints. 200 mm wide 300 mm wide |  | Metre | 816.1
Reinforced Cement Concrete | 5.32 | Providing and fixing tapered / parallel threaded couplers conforing to IS code on "Reinforcement Couplers for Mechanical Splices of Bars for Concrete Reinforcement- Specification", to reinforcement bars including threading, enlargement at connection by forging, protecting the prepared reinforcement bars and related operations as required to complete the works as per direction of Engineer-in-Charge. (the length of the bars in which coupler is to be provided should not be less than 4 metre, no deduction for labour and binding wire saved for not providing lap length shall be made). Coupler for 16 mm diametre reinforcement bar Coupler for 20 mm diametre reinforcement bar Coupler for 25 mm diametre reinforcement bar Coupler for 28 mm diametre reinforcement bar Coupler for 32 mm diametre reinforcement bar |  | Each | 153.2
Reinforced Cement Concrete | 5.33 | Providing and laying in position design mix cement concrete of specified grade for reinforced cement concrete work including pumping of concrete to site of laying but excluding the cost of centring, shuttering, finishing and reinforcement, including admixtures in recommended proportions as per IS 9103 to accelerate, retard setting of concrete, improve workability without impairing strength and durability as per the direction of Engineer-in-Charge. (Note:- Cement content considered in this item is @ 418 kg/cum. Excess/ less cement used as per design mix is payable/recoverable separately). All works upto plinth level Reinforced cement concrete grade M-25 using 418 kg of cement per cum All works upto Floor five level Reinforced cement concrete grade M-25 using 418 kg of cement per cum |  | Cum | 11911
Reinforced Cement Concrete | 5.34 | Providing and laying in position machine batched, machine mixed and machine vibrated design mix cement concrete of specified grade for reinforced cement concrete work including pumping of concrete to site of laying but excluding the cost of centring, shuttering, finishing and reinforcement, including admixtures in recommended proportions as per IS 9103 to accelerate, retard setting of concrete, improve workability without impairing strength and durability as per the direction of Engineer-in-Charge. (Note:- Cement content considered in this item is @ 418 kg/cum. Excess/ less cement used as per design mix is payable/recoverable separately). All works upto plinth level Reinforced cement concrete grade M-25 using 418 kg of cement per cum All works upto Floor five level Reinforced cement concrete grade M-25 using 418 kg of cement per cum |  | Cum | 12866.3
Reinforced Cement Concrete | 5.35 | Providing and laying in position ready mixed concrete manufactured in fully automatic batching plant and transported to site of work in transit mixer for all leads, having continuous agitated mixer, manufactured as per mix design of specified grade for reinforced cement concrete work including pumping of RMC from transit mixer to site of laying but excluding the cost of centring, shuttering, finishing and reinforcement, including admixtures in recommended proportions as per IS 9103 to accelerate, retard setting of concrete, improve workability without impairing strength and durability as per the direction of Engineer-in-Charge. (Note:- Cement content considered in this item is @ 418 kg/cum. Excess/ less cement used as per design mix is payable/recoverable separately). All works upto plinth level Reinforced cement concrete grade M-25 using 418 kg of cement per cum All works upto Floor five level Reinforced cement concrete grade M-25 using 418 kg of cement per cum |  | Cum | 13520.7
Reinforced Cement Concrete | 5.36 | Extra for providing richer mixes at all floor levels. Providing M-30 grade of concrete instead of M-25 grade of concrete B.M.C/R.M.C Providing M-35 grade of concrete instead of M-25 grade of concrete B.M.C/R.M.C |  | Cum | 203.1
Reinforced Cement Concrete | 5.37 | Add for using extra cement or deduct for using less cement in the items of design mix over and above the specified cement content therein |  | Quintal | 985.6
Reinforced Cement Concrete | 5.38 | Extra for R.C.C./ B.M.C/ R.M.C. work above floor V level for each four floors or part thereof. Hire charges of Pump set of capacity 4000 litres/hour. Mobile crane. Beldar Bhisti/ Waterman Carpenter 2nd class Coolie Foreman Mason (brick layer) 1st class Mason (brick layer) 2nd class Mate Carriage: Bricks 1000 Carriage: Diesel Carriage: Steel Carriage: Bitumen felt Diesel oil Steel Flats up to 10 mm in thickness Mild steel round bar 12 mm dia and below Brick (1st class) 1000 Brick (2nd class) 1000 Bitumen felt:Type 3 grade 1 Gypsum panel 666 X 500 X 100 mm size. Bonding plaster for Gypsum panel. Autoclaved areated cement (AAC) blocks Polymer modified adhesive mortar Flyash based Brick (minimum compressive strength 90 kg/Sqcm) 6mm thick fiber cement board Type A (heavy duty) conforming IS: 14862 9mm thick fiber cement board Type A (heavy duty) conforming IS: 14862 |  | Cum | 369.9
Brick Work | 6.1.1 | First class brick work in foundation and plinth including cost of all materials as required complete | In cement mortar 1:2 ( 1 cement: 2 fine sand ) | Cum | 10567.5
Brick Work | 6.1.2 | First class brick work in foundation and plinth including cost of all materials as required complete | In cement mortar 1:3 ( 1 cement: 3 fine sand ) | Cum | 10175
Brick Work | 6.1.3 | First class brick work in foundation and plinth including cost of all materials as required complete | In cement mortar 1:4 ( 1 cement: 4 fine sand ). In cement mortar 1:5 ( 1 cement: 5 fine sand ) | Cum | 9845.2
Brick Work | 6.1.5 | First class brick work in foundation and plinth including cost of all materials as required complete | In cement mortar 1:6 ( 1 cement: 6 fine sand ) | Cum | 9515.2
Brick Work | 6.2.1 | Second class brick work in foundation and plinth including cost of all materials as required complete | In cement mortar 1:2 ( 1 cement: 2 fine sand ) | Cum | 9470.5
Brick Work | 6.2.2 | Second class brick work in foundation and plinth including cost of all materials as required complete | In cement mortar 1:3 ( 1 cement: 3 fine sand ) | Cum | 9078.2
Brick Work | 6.2.3 | Second class brick work in foundation and plinth including cost of all materials as required complete | In cement mortar 1:4 ( 1 cement: 4 fine sand ) | Cum | 8748.2
Brick Work | 6.2.4 | Second class brick work in foundation and plinth including cost of all materials as required complete | In cement mortar 1:5 ( 1 cement: 5 fine sand ) | Cum | 8570.6
Brick Work | 6.2.5 | Second class brick work in foundation and plinth including cost of all materials as required complete | In cement mortar 1:6 ( 1 cement: 6 fine sand ) | Cum | 8418.3
Brick Work | 6.3.1 | First class brick work in superstructure above plinth level & upto floor-five level including cost of all materials as required complete | In cement mortar 1:2 ( 1 cement: 2 fine sand ) | Cum | 12108.4
Brick Work | 6.3.2 | First class brick work in superstructure above plinth level & upto floor-five level including cost of all materials as required complete | In cement mortar 1:3 ( 1 cement: 3 fine sand ) | Cum | 11699.5
Brick Work | 6.3.3 | First class brick work in superstructure above plinth level & upto floor-five level including cost of all materials as required complete | In cement mortar 1:4 ( 1 cement: 4 fine sand ) | Cum | 11410.19
Brick Work | 6.3.4 | First class brick work in superstructure above plinth level & upto floor-five level including cost of all materials as required complete | In cement mortar 1:5 ( 1 cement: 5 fine sand ) | Cum | 11224.2
Brick Work | 6.3.5 | First class brick work in superstructure above plinth level & upto floor-five level including cost of all materials as required complete | In cement mortar 1:6 ( 1 cement: 6 fine sand ) | Cum | 11064.8
Brick Work | 6.4.1 | Second class brick work in superstructure above plinth level & upto floor-five level including cost of all materials as required complete | In cement mortar 1:2 ( 1 cement: 2 fine sand ) | Cum | 11018
Brick Work | 6.4.2 | Second class brick work in superstructure above plinth level & upto floor-five level including cost of all materials as required complete | In cement mortar 1:3 ( 1 cement: 3 fine sand ) | Cum | 10607.2
Brick Work | 6.4.3 | Second class brick work in superstructure above plinth level & upto floor-five level including cost of all materials as required complete | In cement mortar 1:4 ( 1 cement: 4 fine sand ) | Cum | 10261.7
Brick Work | 6.4.4 | Second class brick work in superstructure above plinth level & upto floor-five level including cost of all materials as required complete | In cement mortar 1:5 ( 1 cement: 5 fine sand ) | Cum | 10075.7
Brick Work | 6.4.5 | Second class brick work in superstructure above plinth level & upto floor-five level including cost of all materials as required complete | In cement mortar 1:6 ( 1 cement: 6 fine sand ) | Cum | 9916.3
Brick Work | 6.5 | Extra for brick masonry work in superstructure above floor-V level for each four floors or part thereof by mechanical means by lifting material using mobile crane as required complete |  | Cum | 390.3
Brick Work | 6.6 | Extra for brick masonry work in triangular, square and rectangular pillars including cost of all materials as required complete |  | Cum | 519.8
Brick Work | 6.7 | Extra for brick masonry work in circular pillars including cost of all materials as required complete |  | Cum | 928.9
Brick Work | 6.8.1 | First class brick work in plain arches in superstructure upto floor five level including centring and shuttering for span upto 6 metres as required complete | In cement mortar 1:2 ( 1 cement: 2 fine sand ) | Cum | 14145.5
Brick Work | 6.8.2 | First class brick work in plain arches in superstructure upto floor five level including centring and shuttering for span upto 6 metres as required complete | In cement mortar 1:3 ( 1 cement: 3 fine sand ) | Cum | 13745.25
Brick Work | 6.8.3 | First class brick work in plain arches in superstructure upto floor five level including centring and shuttering for span upto 6 metres as required complete | In cement mortar 1:4 ( 1 cement: 4 fine sand ) | Cum | 13408.7
Brick Work | 6.9.1 | First class brick work in gauged arches in superstructure upto floor five level including centring and shuttering for span upto 6 metres as required complete | In cement mortar 1:2 ( 1 cement: 2 fine sand ) | Cum | 16308.9
Brick Work | 6.9.2 | First class brick work in gauged arches in superstructure upto floor five level including centring and shuttering for span upto 6 metres as required complete | In cement mortar 1:3 ( 1 cement: 3 fine sand ) | Cum | 15908.6
Brick Work | 6.9.3 | First class brick work in gauged arches in superstructure upto floor five level including centring and shuttering for span upto 6 metres as required complete | In cement mortar 1:4 ( 1 cement: 4 fine sand ) | Cum | 15572.1
Brick Work | 6.10.1 | Half brick masonry work with first class bricks in foundation and plinth including cost of all materials as required complete | In cement mortar 1:2 ( 1 cement: 2 fine sand ) | Sqm | 1392.7
Brick Work | 6.10.2 | Half brick masonry work with first class bricks in foundation and plinth including cost of all materials as required complete | In cement mortar 1:3 ( 1 cement: 3 fine sand ) | Sqm | 1348.7
Brick Work | 6.10.3 | Half brick masonry work with first class bricks in foundation and plinth including cost of all materials as required complete | In cement mortar 1:4 ( 1 cement: 4 fine sand ) | Sqm | 1311.8
Brick Work | 6.10.4 | Half brick masonry work with first class bricks in foundation and plinth including cost of all materials as required complete | In cement mortar 1:5 ( 1 cement: 5 fine sand ) | Sqm | 1291.9
Brick Work | 6.11.1 | Half brick masonry work with second class bricks in foundation and plinth including cost of all materials required as required complete | In cement mortar 1:2 ( 1 cement: 2 fine sand ) | Sqm | 1242.6
Brick Work | 6.11.2 | Half brick masonry work with second class bricks in foundation and plinth including cost of all materials required as required complete | In cement mortar 1:3 ( 1 cement: 3 fine sand ) | Sqm | 1198.6
Brick Work | 6.11.3 | Half brick masonry work with second class bricks in foundation and plinth including cost of all materials required as required complete | In cement mortar 1:4 ( 1 cement: 4 fine sand ) | Sqm | 1161.7
Brick Work | 6.11.4 | Half brick masonry work with second class bricks in foundation and plinth including cost of all materials required as required complete | In cement mortar 1:5 ( 1 cement: 5 fine sand ) | Sqm | 1141.8
Brick Work | 6.12.1 | Half brick masonry work with first class bricks in superstructure upto floor five level including cost of all materials as required complete | In cement mortar 1:2 ( 1 cement: 2 fine sand ). In cement mortar 1:3 ( 1 cement: 3 fine sand ) | Sqm | 1617.8
Brick Work | 6.12.3 | Half brick masonry work with first class bricks in superstructure upto floor five level including cost of all materials as required complete | In cement mortar 1:4 ( 1 cement: 4 fine sand ) | Sqm | 1533.5
Brick Work | 6.12.4 | Half brick masonry work with first class bricks in superstructure upto floor five level including cost of all materials as required complete | In cement mortar 1:5 ( 1 cement: 5 fine sand ) | Sqm | 1512.7
Brick Work | 6.13.1 | Half brick masonry work with second class bricks in superstructure upto floor five level including cost of all materials as required complete | In cement mortar 1:2 ( 1 cement: 2 fine sand ) | Sqm | 1402.9
Brick Work | 6.13.2 | Half brick masonry work with second class bricks in superstructure upto floor five level including cost of all materials as required complete | In cement mortar 1:3 ( 1 cement: 3 fine sand ) | Sqm | 1357.1
Brick Work | 6.13.3 | Half brick masonry work with second class bricks in superstructure upto floor five level including cost of all materials as required complete | In cement mortar 1:4 ( 1 cement: 4 fine sand ) | Sqm | 1318.6
Brick Work | 6.13.4 | Half brick masonry work with second class bricks in superstructure upto floor five level including cost of all materials as required complete | In cement mortar 1:5 ( 1 cement: 5 fine sand ) | Sqm | 1297.8
Brick Work | 6.14 | Extra for half brick masonry work in superstructure above floor-V level for each four floors or part thereof by mechanical means by lifting material using mobile crane as required complete |  | Sqm | 50.9
Brick Work | 6.17 | Extra for 75mm thick brick masonry work in superstructure above floor-V level for each four floors or part thereof by mechanical means by lifting material using mobile crane etc. as required complete |  | Sqm | 29.7
Brick Work | 6.18.1 | Extra for providing & placing in position 2 nos 6mm dia MS bars at every 6th course of full brick masonry work including anchorage in joints of 75mm in each side in superstructure for all level including cost of all materials as required complete | In cement mortar 1:2 ( 1 cement: 2 fine sand ) | Cum | 942.1
Brick Work | 6.18.2 | Extra for providing & placing in position 2 nos 6mm dia MS bars at every 6th course of full brick masonry work including anchorage in joints of 75mm in each side in superstructure for all level including cost of all materials as required complete | In cement mortar 1:3 ( 1 cement: 3 fine sand ) | Cum | 837.4
Brick Work | 6.18.3 | Extra for providing & placing in position 2 nos 6mm dia MS bars at every 6th course of full brick masonry work including anchorage in joints of 75mm in each side in superstructure for all level including cost of all materials as required complete | In cement mortar 1:4 ( 1 cement: 4 fine sand ) | Cum | 749.4
Brick Work | 6.18.4 | Extra for providing & placing in position 2 nos 6mm dia MS bars at every 6th course of full brick masonry work including anchorage in joints of 75mm in each side in superstructure for all level including cost of all materials as required complete | In cement mortar 1:5 ( 1 cement: 5 fine sand ) | Cum | 702
Brick Work | 6.18.5 | Extra for providing & placing in position 2 nos 6mm dia MS bars at every 6th course of full brick masonry work including anchorage in joints of 75mm in each side in superstructure for all level including cost of all materials as required complete | In cement mortar 1:6 ( 1 cement: 6 fine sand ) | Cum | 661.4
Brick Work | 6.19.1 | Extra for providing & placing in position 2 nos 6mm dia MS bars at every 4th course of half brick masonry work including anchorage in joints of 75mm in each side in superstructure for all level including cost of all materials as required complete | In cement mortar 1:2 ( 1 cement: 2 fine sand ) | Sqm | 309.9
Brick Work | 6.19.2 | Extra for providing & placing in position 2 nos 6mm dia MS bars at every 4th course of half brick masonry work including anchorage in joints of 75mm in each side in superstructure for all level including cost of all materials as required complete | In cement mortar 1:3 ( 1 cement: 3 fine sand ) | Sqm | 278.5
Brick Work | 6.19.3 | Extra for providing & placing in position 2 nos 6mm dia MS bars at every 4th course of half brick masonry work including anchorage in joints of 75mm in each side in superstructure for all level including cost of all materials as required complete | In cement mortar 1:4 ( 1 cement: 4 fine sand ) | Sqm | 252.1
Brick Work | 6.19.4 | Extra for providing & placing in position 2 nos 6mm dia MS bars at every 4th course of half brick masonry work including anchorage in joints of 75mm in each side in superstructure for all level including cost of all materials as required complete | In cement mortar 1:5 ( 1 cement: 5 fine sand ) | Sqm | 237.9
Brick Work | 6.19.5 | Extra for providing & placing in position 2 nos 6mm dia MS bars at every 4th course of half brick masonry work including anchorage in joints of 75mm in each side in superstructure for all level including cost of all materials as required complete | In cement mortar 1:6 ( 1 cement: 6 fine sand ) | Sqm | 225.7
Brick Work | 6.20.1 | Extra for providing & placing in position 2 nos 6mm dia reinforcement at every 3rd course of 75mm thick brick masonry work including anchorage in joints of 75mm in each side in superstructure for all level including cost of all materials as required complete | In cement mortar 1:3 ( 1 cement: 3 fine sand ) | Sqm | 284.5
Brick Work | 6.22 | Extra for forming cavity 50mm to 75mm wide in cavity walls with necessary weep and vent holes in superstructure for all level including use of cores and cost of providing and fixing bitumastic coated M.S. ties 300mm long of 25x3mm section at not less than 3 ties per sqm as per approved design & as required complete. Note: Cavity walls shall not normally be built more than 7.5 metre in height and 9 metre in length. Where large lengths and heights are desired, the wall shall be divided into panels with strengthening measures such as pillars etc. Cavity shall be covered at the top with at least two courses of masonry unit and/or a coping over it. Metal ties/bonding units shall be spaced not more than 900 mm apart horizontally and 450 mm vertically and staggered in each course. Additional ties shall be used near openings. Otherwise, RCC (preferably precast) units shall be provided with 2 no. 6 mm mild steel reinforcement bars tied with 2 no. 3 mm. dia. M.S. wire/hard drawn wire cross bars placed in the centre of units where cement concrete used shall not be leaner than 1:3:6 (1 cement: 3 fine sand: 6 graded stone aggregate 20 mm nominal size) |  | Sqm | 157
Brick Work | 6.23 | Providing half brick masonry with 1st class bricks in cement mortar 1:3 (1 cement: 3 fine sand) in superstructure for all level for closing cavity 50 to 75 mm wide in cavity wall complete with 100mm / 114mm wide bitumen felt type 3 grade 1 as per approved design & as required complete |  | Metre | 468.9
Brick Work | 6.24.1 | Honey comb brick masonry work of half brick thickness with first class bricks in superstructure for all level including cost of all materials as required complete | In cement mortar 1:2 ( 1 cement: 2 fine sand ) | Sqm | 1145.6
Brick Work | 6.24.2 | Honey comb brick masonry work of half brick thickness with first class bricks in superstructure for all level including cost of all materials as required complete | In cement mortar 1:3 ( 1 cement: 3 fine sand ) | Sqm | 1114.5
Brick Work | 6.24.3 | Honey comb brick masonry work of half brick thickness with first class bricks in superstructure for all level including cost of all materials as required complete | In cement mortar 1:4 ( 1 cement: 4 fine sand ) | Sqm | 1088.3
Brick Work | 6.24.4 | Honey comb brick masonry work of half brick thickness with first class bricks in superstructure for all level including cost of all materials as required complete | In cement mortar 1:5 ( 1 cement: 5 fine sand ) | Sqm | 1074.2
Brick Work | 6.26 | Providing and laying gypsum panel partitions 100 mm thick with water proof gypsum panels / blocks of size 666 x 500 x 100 mm having minimum compressive strength of 9.3 kg / sq.cm., made of calcite phosphor gypsum fixed with tongue and groove, jointed with bonding plaster as per manufacturers specifications in super structure above plinth level upto floor five level including cost of all materials required complete |  | Sqm | 1193.8
Brick Work | 6.27 | Extra for providing & laying gypsum panel partitions in superstructure above floor five level for every four floors or part thereof including cost of all materials required complete |  | Sqm | 99.1
Brick Work | 6.28.1 | Providing and laying Fly-Ash based brick (standard size with compresive strength not less than 90Kg/cm2) masonry work in foundation and plinth including cost of all materials for partition walls, boundary walls etc complete as per specification and direction of the Engineer in charge | In cement mortar 1:4 (1 cement:4 fine sand) | Cum | 9288.4
Brick Work | 6.28.2 | Providing and laying Fly-Ash based brick (standard size with compresive strength not less than 90Kg/cm2) masonry work in foundation and plinth including cost of all materials for partition walls, boundary walls etc complete as per specification and direction of the Engineer in charge | In cement mortar 1:6 ( 1 cement: 6 fine sand ) | Cum | 8958.4
Brick Work | 6.29.1 | Providing and laying Fly-Ash based brick (standard size with compresive strength not less than 90Kg/cm2) masonry work in superstructure upto floor- five level including cost of all materials for partition walls, boundary walls etc complete as per specification and direction of the Engineer in charge | In cement mortar 1:4 (1 cement:4 fine sand) | Cum | 10827.3
Brick Work | 6.29.2 | Providing and laying Fly-Ash based brick (standard size with compresive strength not less than 90Kg/cm2) masonry work in superstructure upto floor- five level including cost of all materials for partition walls, boundary walls etc complete as per specification and direction of the Engineer in charge | In cement mortar 1:6 ( 1 cement: 6 fine sand ) | Cum | 10481.8
Brick Work | 6.30.1 | Providing and laying half Fly-Ash based brick (standard size with compresive strength not less than 90Kg/cm2) masonry work in foundation and plinth including cost of all materials for partition walls, boundary walls etc complete as per specification and direction of the Engineer in charge | In cement mortar 1:4 (1 cement:4 fine sand) | Sqm | 1257.1
Brick Work | 6.31.1 | Providing and laying half Fly-Ash based brick (standard size with compresive strength not less than 90Kg/cm2) masonry work in superstructure including cost of all materials for partition walls, boundary walls etc complete as per specification and direction of the Engineer in charge | In cement mortar 1:4 (1 cement:4 fine sand) | Sqm | 1441.2
Brick Work | 6.32 | Providing and laying autoclaved aerated cement blocks masonry with 150mm/230mm/300 mm thick AAC blocks in super structure above plinth level up to floor V level with RCC band at sill level and lintel level with approved block laying polymer modified adhesive mortar all omplete as per direction of Engineer-in-Charge. (The payment of RCC band and einforcement shall be made for seperately) |  | Cum | 10157.5
Brick Work | 6.33.1 | Providing and fixing of external wall system on Light gauge steel frame work with outer face cement boards as per standard sizes fixed with self- drilling / taping screws / fasteners @ 60cm c/c of approved make. A groove of 2 mm to 3mm shall be maintained and grooves shall be sealed with silicon based sealant. The board shall be fixed in a taggered pattern. Screws shall be of counter sunk rib head of 1.60mm to 4 mm thick or 8 to 10 gauge of length varying from 25 to 45 mm and. Internal face 12.5 mm thick gypsum plaster board fixed on cement board as per standard sizes fixed with self- drilling / taping screws / fasteners @ 60cm c/c of approved make, proper taping and jointing to be done using fiber mesh tape and epoxy and acrylic based jointing compound for seamless finish.(cost of frame work to be paid for separately) | Outer face: Outer face having 6mm thick fiber cement board fixed on 9mm thick fiber cement board, Type A, as per IS:14862:2000 (high pressure steam cured) Inner Face:- 12.5 mm thick gypsum plaster board conforming to IS 2095:2011 fixed on 8 mm thick fibre cement board confirming to IS:14862:2000 of type B (High pressure steam cured) | Sqm | 3917.7
Brick Work | 6.33.2 | Providing and fixing of external wall system on Light gauge steel frame work with outer face cement boards as per standard sizes fixed with self- drilling / taping screws / fasteners @ 60cm c/c of approved make. A groove of 2 mm to 3mm shall be maintained and grooves shall be sealed with silicon based sealant. The board shall be fixed in a taggered pattern. Screws shall be of counter sunk rib head of 1.60mm to 4 mm thick or 8 to 10 gauge of length varying from 25 to 45 mm and. Internal face 12.5 mm thick gypsum plaster board fixed on cement board as per standard sizes fixed with self- drilling / taping screws / fasteners @ 60cm c/c of approved make, proper taping and jointing to be done using fiber mesh tape and epoxy and acrylic based jointing compound for seamless finish.(cost of frame work to be paid for separately) | Outer face: Outer face having 8 mm thick cement bonded particle Board fixed on 10 mm thick cement bonded particle board. (Termite, Fire and Moisture Resistance) as per IS 14276:1995. Inner face:-12.5 mm thick gypsum plaster board conforming to IS 2095:2011 fixed on 8 mm thick cement bonded particle board (Termite, fire and moisture resistance) confirming to IS:14276:1995) | Sqm | 2981.2
Brick Work | 6.34.1 | Providing and fixing internal wall panels on Light gauge steel frame work with 12.5mm thick gypsum plaster board conforming IS 2095:2011 fixed on cement board as per standard sizes fixed with self- drilling / taping screws / fasteners @ 60cm c/c of approved make, Screws shall be of counter sunk rib head of 1.60mm to 4 mm thick or 8 to 10 gauge of length varying from 25 to 45 mm. Proper taping and jointing to be done using fiber mesh tape and epoxy and acrylic based jointing compound for seamless finish.(cost of frame work to be paid for separately | Cement Fiber Board 8 mm thick as per IS 14862:2000 of type B (High pressure Steam Cured) | Sqm | 2373.6
Brick Work | 6.34.2 | Providing and fixing internal wall panels on Light gauge steel frame work with 12.5mm thick gypsum plaster board conforming IS 2095:2011 fixed on cement board as per standard sizes fixed with self- drilling / taping screws / fasteners @ 60cm c/c of approved make, Screws shall be of counter sunk rib head of 1.60mm to 4 mm thick or 8 to 10 gauge of length varying from 25 to 45 mm. Proper taping and jointing to be done using fiber mesh tape and epoxy and acrylic based jointing compound for seamless finish.(cost of frame work to be paid for separately | Cement Bonded particle board 8 mm (Termite, Fire & Moisture Resistance), as per IS:14276: 1995 | Sqm | 2044.7
Brick Work | 6.35 | Providing and fixing in all exterior face panels breathable vapour barrier underneath the cement fiber board as per National Building Code 2009 complete as per direction of Engineer-in-charge |  | Sqm | 347.1
Brick Work | 6.36.1 | Supplying and installation of moisture resistant/fire resistant cement board as per standard sizes fixed with self-drilling / taping screws. Screws shall be of counter sunk rib head of 1.60mm to 4 mm thick or 8 to 10 gauge of length varying from 25 to 45 mm | Cement Fiber Board 6 mm thick (heavy duty) as per IS 14862:2000 of type A/ (High pressure Steam Cured) | Sqm | 1298.2
Brick Work | 6.36.2 | Supplying and installation of moisture resistant/fire resistant cement board as per standard sizes fixed with self-drilling / taping screws. Screws shall be of counter sunk rib head of 1.60mm to 4 mm thick or 8 to 10 gauge of length varying from 25 to 45 mm | Cement Bonded particle board 6 mm thick (Termite, Fire & Moisture Resistance), as per IS:14276: 1995 | Sqm | 803.3
Brick Work | 6.36.3 | Supplying and installation of moisture resistant/fire resistant cement board as per standard sizes fixed with self-drilling / taping screws. Screws shall be of counter sunk rib head of 1.60mm to 4 mm thick or 8 to 10 gauge of length varying from 25 to 45 mm | Cement Bonded particle board 8 mm thick (Termite, Fire & Moisture Resistance), as per IS:14276: 1995 Hand Grinder for mirror polish Machine for rubbing of floors Bandhani Beldar Bhisti/ Waterman Blacksmith 1st class Blacksmith 2nd class Carpenter 1st class Coolie / Helper / Khalashi Fitter (grade 1) Mason (brick layer) 1st class Mason (brick layer) 2nd class Mason (for ornamental stone work) 1st class Mason (for plain stone work) 2nd class Mate Skilled Belder (for floor rubbing etc.) Cement (Portland) Bolts and nuts upto 300 mm in length Rawl plug 50 mm (designation 10 no.) Structural steel such as tees, angles channels and R.S. joists 8 mm thick granite stone tiles (mirror polished of all shades) Granite of any colour, 18 mm thick slab, above 0.50 sqm (areawise) Granite of any colour, 18 mm thick slab, upto 0.50 sqm (areawise) Gun metal cramp Raj nagar plain white marble (table rubbed and polished) 18 mm thick above 0.50 sqm Raj nagar plain white marble (table rubbed and polished) 18 mm thick upto 0.50 sqm Stainless steel cramp Table rubbed polished stone 18 mm thick (75x50cm) Agaria Marble stone - 18 mm thick Table rubbed polished stone 18mm thick (75x50cm) Granite stone - 18mm thick Wedge expansion hold fastener 1/2" or 12 mm Wedge expansion hold fastener 1/4" or 6 mm Wedge expansion hold fastener 3/8" or 10 mm Raj nagar plain white marble (table rubbed and polished) 14 mm thick upto 0.50 sqm Raj nagar plain white marble (table rubbed and polished) 14 mm thick above 0.50 sqm Granite of any colour, 14 mm thick slab, upto 0.50 sqm (areawise) Granite of any colour, 14 mm thick slab, above 0.50 sqm (areawise) Table rubbed polished stone 14 mm thick (75x50cm) Agaria Marble stone - 14 mm thick Table rubbed polished stone 14mm thick (75x50cm) Granite stone - 14mm thick 18 mm thick Italian Marble stone slab, Perlato (slab area up to 0.5 sqm) 18 mm thick Flamed finish granite stone slab Red sand stone block White sand stone block White sand stone gang saw cut 30 mm thick Red sand stone gang saw cut 30 mm thick Cutting marble or sand stone slab up to 50 mm thick by mechanical device Copper pins 6 mm dia 7.5 cm long White sand stone slab 75 mm thick (un-dressed) White sand stone slab 40 mm thick (un-dressed) Stainless steel cramps (weight 260 grams) with nuts, bolts and washer for dry stone cladding Hollock wood in planks 14 mm thick Flamed finish granite stone slab Mild steel tubes hot finished welded type Kilogram Welding by electric plant in/c wages for welder 8 mm thick marble tiles (polished) Raj Nagar Kota stone slab 20 mm to 25 mm thick (semi- polished) Carriage: Steel Carriage: Cement Carriage: Stone blocks white & red sand stone & kota stone slab, marble All marble stones shall be wetted before placing in position. These | Sqm | 842
Cladding Work | 7.3.1 | Providing edge moulding to approved thickness marble stone counters, vanities etc. including machine polishing to edge to give high gloss finish etc. complete at all levels as required as per design approved by the Engineer-in-charge | 18 mm Marble work | Metre | 210.1
Cladding Work | 7.3.2 | Providing edge moulding to approved thickness marble stone counters, vanities etc. including machine polishing to edge to give high gloss finish etc. complete at all levels as required as per design approved by the Engineer-in-charge | 14 mm Marble work | Metre | 147.1
Cladding Work | 7.3.3 | Providing edge moulding to approved thickness marble stone counters, vanities etc. including machine polishing to edge to give high gloss finish etc. complete at all levels as required as per design approved by the Engineer-in-charge | 18 mm thick Granite work | Metre | 361.2
Cladding Work | 7.3.4 | Providing edge moulding to approved thickness marble stone counters, vanities etc. including machine polishing to edge to give high gloss finish etc. complete at all levels as required as per design approved by the Engineer-in-charge | 14 mm thick Granite work | Metre | 300.4
Cladding Work | 7.4 | Extra for fixing marble / granite stone over and above corresponding basic item, in facia and drops of width upto 150 mm with epoxy resin based adhesive including cleaning etc. at all levels as required |  | Metre | 421.1
Cladding Work | 7.5 | Mirror polishing on marble work/granite work /stone work wherever, required to give high gloss finish complete at all levels as required as per direction of the Engineer-in-Charge |  | Sqm | 298.3
Cladding Work | 7.6 | Extra for providing opening of required size & shape for wash basin/ kitchen sink in kitchen platform, vanity counter and similar location in marble/ Granite/ stone work, including necessary holes for pillar taps etc. including moulding, rubbing and polishing of cut edges etc. complete |  | Each | 610.2
Cladding Work | 7.7.1 | Providing and fixing cramps of required size and shape in RCC/CC/ Brick masonry backing with cement mortar 1:2 ( 1 cement: 2 fine sand ) including drilling necessary holes in stones and embedding the cramp in the hole ( fastener to be paid separately ) complete at all levels as required | Gun metal cramps | KG | 707.1
Cladding Work | 7.7.2 | Providing and fixing cramps of required size and shape in RCC/CC/ Brick masonry backing with cement mortar 1:2 ( 1 cement: 2 fine sand ) including drilling necessary holes in stones and embedding the cramp in the hole ( fastener to be paid separately ) complete at all levels as required | Stainless steel cramps | KG | 679.8
Cladding Work | 7.8.1.1 | Wedge expansion type | Fastener with threaded dia 6 mm | Each | 28.3
Cladding Work | 7.8.1.2 | Wedge expansion type | Fastener with threaded dia 10 mm | Each | 31.8
Cladding Work | 7.8.1.3 | Wedge expansion type | Fastener with threaded dia 12 mm | Each | 57.3
Cladding Work | 7.9.1.1 | Stone tile (polished) work for wall lining over 12mm thick bed of cement mortar 1:3 (1 cement: 3 fine sand) and cement slurry @ 3.3 kg/sqm including pointing in white cement complete including rubbing, curing etc. complete at all levels as required | Raj Nagar Plain white marble/ Udaipur green marble/ Zebra black marble or equivalent duly aproved | Sqm | 2452
Cladding Work | 7.9.1.2 | Stone tile (polished) work for wall lining over 12mm thick bed of cement mortar 1:3 (1 cement: 3 fine sand) and cement slurry @ 3.3 kg/sqm including pointing in white cement complete including rubbing, curing etc. complete at all levels as required | Granite of any colour and shade duly approved | Sqm | 3169.9
Cladding Work | 7.10.1 | Providing and fixing stone slab with table rubbed, edges rounded and polished of size 75x50 cm deep and approved thickness fixed in urinal partitions by cutting a chase of appropriate width with chase cutter and embedding the stone in the chase with epoxy grout or with cement concrete 1:2:4 (1 cement: 2 fine sand: 4 graded stone aggregate 6 mm nominal size) as per direction of Engineer-in- charge and finished smooth including rubbing, curing etc. complete at all levels as required (measurement should be of exposed finished work) | White Agaria Marble Stone of approved shade of 18 mm thick (75 x 50 cm) | Sqm | 3593.2
Cladding Work | 7.10.2 | Providing and fixing stone slab with table rubbed, edges rounded and polished of size 75x50 cm deep and approved thickness fixed in urinal partitions by cutting a chase of appropriate width with chase cutter and embedding the stone in the chase with epoxy grout or with cement concrete 1:2:4 (1 cement: 2 fine sand: 4 graded stone aggregate 6 mm nominal size) as per direction of Engineer-in- charge and finished smooth including rubbing, curing etc. complete at all levels as required (measurement should be of exposed finished work) | White Agaria Marble Stone of approved shade of 14 mm thick (75 x 50 cm) | Sqm | 3279.3
Cladding Work | 7.10.3 | Providing and fixing stone slab with table rubbed, edges rounded and polished of size 75x50 cm deep and approved thickness fixed in urinal partitions by cutting a chase of appropriate width with chase cutter and embedding the stone in the chase with epoxy grout or with cement concrete 1:2:4 (1 cement: 2 fine sand: 4 graded stone aggregate 6 mm nominal size) as per direction of Engineer-in- charge and finished smooth including rubbing, curing etc. complete at all levels as required (measurement should be of exposed finished work) | Granite of any colour and shade duly approved of 18 mm thick (75 x 50 cm) | Sqm | 4103.1
Cladding Work | 7.10.4 | Providing and fixing stone slab with table rubbed, edges rounded and polished of size 75x50 cm deep and approved thickness fixed in urinal partitions by cutting a chase of appropriate width with chase cutter and embedding the stone in the chase with epoxy grout or with cement concrete 1:2:4 (1 cement: 2 fine sand: 4 graded stone aggregate 6 mm nominal size) as per direction of Engineer-in- charge and finished smooth including rubbing, curing etc. complete at all levels as required (measurement should be of exposed finished work) | Granite of any colour and shade duly approved of 14 mm thick (75 x 50 cm) | Sqm | 3455.1
Cladding Work | 7.11.1 | Providing and fixing machine cut, mirror/ eggshell polished, Marble stone work for wall lining (veneer work) including dado, skirting, risers of steps etc., in required design and pattern wherever required, stones of different finished surface texture, on 12 mm (average) thick cement mortar 1:3 (1 cement: 3 fine sand) laid and jointed with white cement slurry @ 3.3 kg/sqm including pointing with white cement slurry admixed with pigment of matching shade, including rubbing, curing, polishing etc. all complete as per Architectural drawings, and as directed by the Engineer-in-Charge | 18 mm thick Italian Marble stone slab, Perlato, Rosso verona, Fire Red or Dark Emperadore etc | Sqm | 10869.5
Cladding Work | 7.12.1 | Providing and laying flamed finish Granite stone flooring in required design and patterns, in linear as well as curvilinear portions of the building all complete as per the architectural drawings with Flamed finish granite stone slab Jet Black, Cherry Red, Elite Brown, Cat Eye or equivalent over 20 mm (average) thick base of cement mortar 1:4 (1 cement: 4 fine sand) laid and jointed with cement slurry and pointing with white cement slurry admixed with pigment of matching shade including rubbing, curing and polishing etc. all complete as specified and as directed by the Engineer-in-Charge | 18 mm thick stone slab | Sqm | 3662
Cladding Work | 7.12.2 | Providing and laying flamed finish Granite stone flooring in required design and patterns, in linear as well as curvilinear portions of the building all complete as per the architectural drawings with Flamed finish granite stone slab Jet Black, Cherry Red, Elite Brown, Cat Eye or equivalent over 20 mm (average) thick base of cement mortar 1:4 (1 cement: 4 fine sand) laid and jointed with cement slurry and pointing with white cement slurry admixed with pigment of matching shade including rubbing, curing and polishing etc. all complete as specified and as directed by the Engineer-in-Charge | 14 mm thick stone slab | Sqm | 3228.9
Cladding Work | 7.13.1 | Providing and laying Polished Granite stone flooring in required design and patterns, in linear as well as curvilinear portions of the building all complete as per the architectural drawings with Polished Granite stone slab jet Black, Cherry Red, Elite Brown, Cat Eye or equivalent over 20 mm (average) thick base of cement mortar 1:4 (1 cement: 4 fine sand) laid and jointed with cement slurry and pointing with white cement slurry admixed with pigment of matching shade including rubbing, curing and polishing etc. all complete as specified and as directed by the Engineer-in-Charge | 18 mm thick stone slab | Sqm | 4401.7
Cladding Work | 7.13.2 | Providing and laying Polished Granite stone flooring in required design and patterns, in linear as well as curvilinear portions of the building all complete as per the architectural drawings with Polished Granite stone slab jet Black, Cherry Red, Elite Brown, Cat Eye or equivalent over 20 mm (average) thick base of cement mortar 1:4 (1 cement: 4 fine sand) laid and jointed with cement slurry and pointing with white cement slurry admixed with pigment of matching shade including rubbing, curing and polishing etc. all complete as specified and as directed by the Engineer-in-Charge | 14 mm thick stone slab | Sqm | 3473.5
Cladding Work | 7.14.1 | Stone work (machine cut edges) for wall lining etc. (veneer work) upto 10 metre height, backing filled with a grout of average 12 mm thick cement mortar 1:3 (1 cement: 3 coarse sand) including pointing in white cement mortar 1:2 (1 white cement: 2 stone dust) with an admixture of pigment matching the stone shade: (To be secured to the backing and the sides by means of cramps and pins which shall be paid for separately) | Red sand stone - exposed face fine dressed with rough backing. 70mm thick 60mm thick 50mm thick 40mm thick 30mm thick | Sqm | 4109.8
Cladding Work | 7.14.2 | Stone work (machine cut edges) for wall lining etc. (veneer work) upto 10 metre height, backing filled with a grout of average 12 mm thick cement mortar 1:3 (1 cement: 3 coarse sand) including pointing in white cement mortar 1:2 (1 white cement: 2 stone dust) with an admixture of pigment matching the stone shade: (To be secured to the backing and the sides by means of cramps and pins which shall be paid for separately) | Red sand stone - Exposed face machine cut and table rubbed with rough backing. 70mm thick 60mm thick 50mm thick 40mm thick 30mm thick | Sqm | 5419.3
Cladding Work | 7.14.3 | Stone work (machine cut edges) for wall lining etc. (veneer work) upto 10 metre height, backing filled with a grout of average 12 mm thick cement mortar 1:3 (1 cement: 3 coarse sand) including pointing in white cement mortar 1:2 (1 white cement: 2 stone dust) with an admixture of pigment matching the stone shade: (To be secured to the backing and the sides by means of cramps and pins which shall be paid for separately) | White sand stone - exposed face fine dressed with rough backing. 70mm thick 60mm thick 50mm thick 40mm thick 30mm thick | Sqm | 6368.3
Cladding Work | 7.14.4 | Stone work (machine cut edges) for wall lining etc. (veneer work) upto 10 metre height, backing filled with a grout of average 12 mm thick cement mortar 1:3 (1 cement: 3 coarse sand) including pointing in white cement mortar 1:2 (1 white cement: 2 stone dust) with an admixture of pigment matching the stone shade: (To be secured to the backing and the sides by means of cramps and pins which shall be paid for separately) | White sand stone - Exposed face machine cut and table rubbed with rough backing. 70mm thick 60mm thick 50mm thick 40mm thick 30mm thick | Sqm | 7677.8
Cladding Work | 7.14.5 | Stone work (machine cut edges) for wall lining etc. (veneer work) upto 10 metre height, backing filled with a grout of average 12 mm thick cement mortar 1:3 (1 cement: 3 coarse sand) including pointing in white cement mortar 1:2 (1 white cement: 2 stone dust) with an admixture of pigment matching the stone shade: (To be secured to the backing and the sides by means of cramps and pins which shall be paid for separately) | Gang saw cut stone 30mm thick White sand stone 30mm thick Red sand stone | Sqm | 2464.4
Cladding Work | 7.15 | Providing and fixing stainless steel cramps of required size and shape for anchoring stone wall lining to the backing or securing adjacent stones in stone wall lining in cement mortar 1:2 (1 cement: 2 fine sand), including making the necessary chases in stone and holes in walls wherever required |  | KG | 849.8
Cladding Work | 7.16 | Providing and fixing copper pins 7.5 cm long 6 mm diameter for securing adjacent stones in stone wall lining in cement mortar 1:2 (1 cement: 2 fine sand), including making the necessary chases |  | Each | 48.7
Cladding Work | 7.17 | Wall lining butch work upto 10m height with Dholpur stone 40 mm thick rough facing on the exposed surface with stone strips of minimum length 300 mm and required width, including embedding every tenth layer and bottom most layer in masonry or concrete after making necessary chases of size 75x75 mm and by providing layer of 75 mm thick strips i/c 12 mm thick bed of cement mortar 1:3 (1 Cement: 3 fine sand) i/c ruled pointing in cement mortar 1:2 (1 white cement: 2 stone dust) with an admixture of pigment to match the shade of stone complete as per direction of Engineer-in-charge |  | Sqm | 2861.8
Cladding Work | 7.18.1 | Stone work (machine cut edges in veneer work) for wall lining upto 10 m height, backing filled with a grout of 12 mm thick cement mortar 1:3 (1 Cement: 3 fine sand) and jointed with Cement mortar 1:2 (1 cement: 2 stone dust), including grinding with hand grinder on joints rubbing and polishing complete. (To be secured to the backing and the sides by means of cramps and pins which shall be paid for separately). Pre polished Kota stone slabs on exposed face | 25 mm thick | Sqm | 1997.9
Cladding Work | 7.19 | Extra for stone work for wall lining on exterior walls of height more than 10 m from ground level for every additional height of 3 m or part thereof |  | Sqm | 148.6
Cladding Work | 7.20.1 | Providing and fixing dry cladding upto 10 metre heights with 30mm thick gang saw cut stone with (machine cut edges) of uniform colour and size upto 1mx1m, fixed to structural steel frame work and/ or with the help of cramps, pins etc. and sealing the joints with approved weather sealant as per Architectural drawing and direction of Engineer-in-charge. (The steel frame work, stainless steel cramps and pins etc. shall be paid for separately) | Red sand stone - 30mm thick gang saw cut stone | Sqm | 2095.6
Cladding Work | 7.20.2 | Providing and fixing dry cladding upto 10 metre heights with 30mm thick gang saw cut stone with (machine cut edges) of uniform colour and size upto 1mx1m, fixed to structural steel frame work and/ or with the help of cramps, pins etc. and sealing the joints with approved weather sealant as per Architectural drawing and direction of Engineer-in-charge. (The steel frame work, stainless steel cramps and pins etc. shall be paid for separately) | White sand stone - 30mm thick gang saw cut stone | Sqm | 2268.2
Cladding Work | 7.21 | Providing and fixing structural steel frame (for dry cladding with 30 mm thick gang saw cut with machine cut edges sand stone) on walls at all heights using M.S. square/ rectangular tube in the required pattern as per architectural drawing, including cost of cutting, bending, welding etc. The frame work shall be fixed to the wall with the help of M.S. brackets/ lugs of angle iron/ flats etc. which shall be welded to the frame and embedded in brick wall with cement concrete block 1:2:4 (1 cement:2 fine sand:4 graded stone aggregate 20 mm nominal size) of size 300x230x300 mm, including cost of necessary centring and shuttering and with approved expansion hold fasteners on CC/RCC surface, including drilling necessary holes. Approved cramps/ pins etc. shall be welded to the frame work to support stone cladding, the steel work will be given a priming coat of Zinc primer as approved by Engineer-in- charge and painted with two or more coats of epoxy paint (Shop drawings shall be submitted by the contractor to the Engineer-in-charge for approval before execution). The frame work shall be fixed in true horizontal & vertical lines/planes. (Only structural steel frame work shall be measured for the purpose of payment, stainless steel cramps shall be paid for separately and nothing extra shall be paid) |  | KG | 216.7
Cladding Work | 7.22 | Providing and fixing adjustable stainless steel cramps of approved quality, required shape and size, adjustable with stainless steel nuts, bolts and washer (total weight not less than 260 gms), for dry stone cladding fixed on frame work at suitable location, including making necessary recesses in stone slab, drilling required holes etc complete as per direction of the Engineer-in- charge |  | Each | 349.1
Cladding Work | 7.23.1 | Providing and fixing specified wood frame work consisting of battens 50x25mm fixed with rawl plug and drilling necessary holes for rawl plug etc. including priming coat complete | Kiln seasoned and chemically treated hollock wood Basic Rates 1st class 2nd class 1st class [Labour for installation of UPVC] 2nd class (brick layer) 1st class (brick layer) 2nd class (average) / labour for febrication of uPVC - Asbestos multi purpose fibre cement board 8mm thick. pressed 3 layer particle board (medium density) Grade I:12 mm for veneered particle board with: Teak veneering on one side and veneered on other side for veneered particle board with: Commercial veneering on both for veneered particle board with: Teak veneering on both sides butt hinges (light/ordinary type): 125x70x4 mm butt hinges (light/ordinary type): 100x70x4 mm butt hinges (light/ordinary type): 75x40x2.5 mm butt hinges (light/ordinary type): 50x40x2.5 mm butt hinges (heavy type): 125x85x5.5 mm(.70)kg butt hinges (heavy type): 100x85x5.5 mm(.56)kg butt hinges (heavy type):75x65x4.0 mm(.20)kg parliamentary hinges 150x125x27x5 mm parliamentary hinges 125x125x27x5 mm parliamentary hinges 100x125x27x5 mm parliamentary hinges75x100x20x3.2 mm tower bolt (barrel type) 250x10 mm tower bolt (barrel type) 200x10 mm tower bolt (barrel type) 150x10 mm tower bolt (barrel type) 100x10 mm handles 125 mm with plate 175x32 mm handles 100 mm with plate 150x32 mm handles75 mm with plate 125x32 mm door latch 300x16x5 mm (0.380 kg) door latch 250x16x5 mm (0.350 kg) mortice latch and lock 100x65 mm with6 levers and a pair of lever mortice latch 100x65mm with a pair of brass lever handles casement window fastener casement stays (straight peg type ) 300 mm weighing not less than kg casement stays (straight peg type ) 250 mm weighing not less than kg casement stays (straight peg type ) 200 mm weighing not less than kg hasps and staples (safety type) 300 mm hasps and staples (safety type) 115 mm hasps and staples (safety type)90 mm Night latch cupboard knob or ward robe knob 50 mm screws 50 mm screws 40 mm screws 30 mm screws 25 mm screws 20 mm plated Brass handles 125 mm with plate 175 x32 mm plated Brass handles 100 mm with plate 150 x 32 mm plated Brass handles 75mm with plate 125x32 mm plated Brass mortice latch and lock 100x65 mm with 6 levers a pair of brass lever handles plated brass casement window fastener plated Brass casement stays (straight peg type ) 300 mm not less than 0.33 kg plated Brass casement stays (straight peg type ) 250 mm not less than 0.28 kg plated Brass casement stays (straight peg type ) 200 mm not less than 0.24 kg plated Brass Night latch plated Brass Wardrobe Knob 50 mm plated Brass screws 50 mm plated Brass screws 40 mm plated Brass screws 30 mm plated Brass screws 25 mm plated Brass screws 20 mm plated Brass curtain rod 12 mm dia 1.25mm thick plated Brass curtain rod 20 mm dia 1.25mm thick plated Brass curtain rod 25 mm dia 1.25mm thick finished or black enameled mild steel butt hinges 125x65x2.12 finished or black enameled mild steel butt hinges 100x58x1.90 finished or black enameled mild steel butt hinges75x47x1.70 mm finished or black enameled mild steel butt hinges50x37x1.50 mm plated mild steel piano hinges 1 mm thick 35 mm wide finished or black enameled mild steel screws 50 mm finished or black enameled mild steel screws 40 mm finished or black enameled mild steel screws 30 mm finished or black enameled mild steel screws 25 mm finished or black enameled mild steel screws 20 mm finished or black enameled mild steel bolts and nuts 50x6 mm mild steel butt hinges 125x65x2.12 mm mild steel butt hinges 100x58x1.90 mm mild steel butt hinges75x47x1.70 mm mild steel butt hinges50x37x1.50 mm mild steel parliamentary hinges150x125x27x2.8 mm mild steel parliamentary hinges 125x125x27x2.8 mm mild steel parliamentary hinges 100x125x27x2.8 mm mild steel parliamentary hinges 75x100x20x2.24 mm mild steel single acting spring hinges 150 mm mild steel single acting spring hinges 125 mm mild steel single acting spring hinges 100 mm mild steel double acting spring hinges 150 mm mild steel double acting spring hinges 125 mm mild steel double acting spring hinges 100 mm plated mild steel piano hinges 1 mm thick 35 mm wide mild steel sliding door bolt 300x16 mm mild steel sliding door bolt 250x16 mm mild steel door latch 300x20x6 mm mild steel door latch 250x20x6 mm mild steel tower bolt (barrel type) 250x10 mm mild steel tower bolt (barrel type) 200x10 mm mild steel tower bolt (barrel type) 150x10 mm mild steel tower bolt (barrel type) 100x10 mm mild steel handles 125 mm mild steel handles 100 mm mild steel handles75 mm mild steel hasps and staples(safety type) 150 mm mild steel hasps and staples(safety type) 115 mm mild steel hasps and staples(safety type)90 mm mild steel screws 50 mm mild steel screws 40 mm mild steel screws 30 mm mild steel screws 25 mm mild steel screws 20 mm Aluminium butt hinges 125x75x4 mm Aluminium butt hinges 125x63x4 mm Aluminium butt hinges 100x75x4 mm Aluminium butt hinges 100x63x3.2 mm Aluminium butt hinges 100x63x4 mm Aluminium butt hinges 75x63x4 mm Aluminium butt hinges 75x63x3.2 mm Aluminium butt hinges 75x45x3.2 mm Aluminium sliding door bolt 300x16 mm Aluminium sliding door bolt 250x16 mm Aluminium tower bolt (barrel type)300x10 mm Aluminium tower bolt (barrel type)250x10 mm Aluminium tower bolt (barrel type)200x10 mm Aluminium tower bolt (barrel type)150x10 mm Aluminium tower bolt (barrel type)100x10 mm Aluminium handles 125 mm with plate 175 x 32 mm Aluminium handles 100 mm with plate 150 x 32 mm Aluminium handles 75mm with plate 125 x 32 mm Aluminium kicking plate 50 cm long100x3.15 mm board construction flush door with teak wood ply on both faces 35 thick board construction flush door with teak wood ply on both faces 30 thick board construction flush door with teak wood ply on both faces 25 thick board construction flush door with commercial ply on both faces mm thick board construction flush door with commercial ply on both faces mm thick board construction flush door with commercial ply on both faces mm thick sqm board construction flush door lipping sqm vision panel in Block board construction flush door Sqm vision panel in Block board construction flush door sqm type Louvers in Block board construction flush door sqm cutting in Block board construction flush door plywood 4 mm enamel paint in all shades except black or chocolate shade of Paris steel round bar above 12 mm dia up to 10 mm in thickness steel expanded metal 20x60 mm strands drawn steel wire fabric glass sheet of nominal thickness 8 mm (weight not less than steel bolts & nuts 6 mm dia and 25 mm long round head with wood scantling / plank plain washer for seam bolts glass sheet of nominal thickness 4 mm (weight not less than glass sheet of nominal thickness 5.5 mm.(weight not less than 13.50 wood 5 ply with commercial ply on both faces 6 mm thick mild steel pull bolt lock (locking bolt) of size 85 mm x 42 mm screws, bolts, nuts and washers complete cupboard lock 6 levers (best make of approved quality) 40 mm cupboard lock 6 levers (best make of approved quality) 50 mm cupboard lock 6 levers (best make of approved quality) 65 mm cupboard lock 6 levers (best make of approved quality) 75 mm hanging type door stopper 150 mm door closer bottle type M.S. body with necessary accessories screws complete Aluminium hanging type door stopper Aluminium pull bolt lock (locking bolt) of size 85 mmx42 mm screws, bolts,nuts and washers complete Aluminium Casement stay 250 mm Chromium Brass cupboard lock 40 mm size Chromium Brass cupboard lock 50 mm size Chromium Brass cupboard lock 65 mm size Chromium Brass cupboard lock 75 mm size wood 5 ply with teak ply on both faces 9 mm thick wood 5 ply with teak ply on one face and commercial ply on another 9 mm thick wood 7 ply with teak ply on one face and commercial ply on another 9 mm thick 100mm mortice latch and lock with6 levers without pair of handles of Anodised Aluminium lever handles for 100mm mortice latch and tape roll fastener/ Chemical fastener drive screws ( for gypsum board) ( for gypsum board) plated brackets ( curtain rods) wire mesh of average width of aperture 1.4 mm and nominal of wire 0.63 mm glass sheet of nominal thickness 4 mm (weighing not less than kg/sqm) plated M.S. pipe 20 mm dia. plated M.S. Brackets for curtain rod 20 mm plated M.S. Brackets for curtain rod 25 mm mild steel screws 35 mm steel conduit pipe (heavy type) ISI marked-20 mm dia. steel conduit pipe (heavy type) ISI marked-25 mm dia. wood lipping of size 25x3 mm in pelmets pressed 3 layer and graded particle board (medium density) Grade 1 to IS: 3087 - 18 mm thick tee channel (heavy duty) with rollers and stop end hanging floor door stopper with twin rubber & stopper door closer tubular type Aluminium section body M.S.casement stay (straight peg type) 300 mm not less than kg M.S.casement stay (straight peg type) 250 mm not less than kg M.S.casement stay (straight peg type) 200 mm not less than kg made 35 mm thick shutters with laminated veneer lumber styles as per TADS IS:1995 and panels of 12 mm thick plain type-I, density flat pressed three layer, graded particle board (FPT-I) as IS:3087-1985 bonded with BWP type synthetic resin adhesive, as per made 35 mm thick shutters with laminated veneer lumber styles as per TADS IS:1995 and panels of 12 mm thick both sides type-I, medium density flat pressed three layer, graded board (FPT-I) as per IS:3087-1985 bonded with BWP type resin adhesive, as per IS:848-1974 made 35 mm thick shutters with laminated veneer lumber styles as per TADS IS:1995 and panels of 12 mm thick one side type-I, and other side balancing lamination, medium flat pressed three layer, graded particle board (FPT-I) as per bonded with BWP type synthetic resin adhesive, as per made 30 mm thick shutters with laminated veneer lumber styles as per TADS IS:1995 and panels of sheet glass using 10 kg/ sqm panes made 35 mm thick shutters with laminated veneer lumber styles as per TADS IS:1995 and panels of galvanised wire gauge with width of aperture 1.4 mm on both directions with wire of dia mm made 30 mm thick shutters with laminated veneer lumber styles as per TADS IS:1995 and panels of galvanised wire gauge with width of aperture 1.4 mm on both directions with wire of dia mm veneer lumber confirming to TADSS IS:1995 manufactured in in frames of doors, windows M.S. safety chain (weighing not less than 450 gms) for door mm thick particle board class teak wood lipping 25 mm wide x 12 mm thick mm thick melamine faced prelaminated three layer particle board flush door shutters Extra for providing teak veneering on one side of commercial veneering fastener with plastic sleeve and M.S. screws. 25 mm long fastener with plastic sleeve and M.S. screws. 32 mm long fastener with plastic sleeve and M.S. screws. 40 mm long fastener with plastic sleeve and M.S. screws. 50 mm long mm M.S. ‘U’ beading reinforced Gyp sum ( GRG) board 8.5 mm thick M.S. sheet 0.5 mm thick pressed channel section of size mm M.S. sheet 0.50 mm thick pressed stud. 48x34x36 mm single cleat of size 30x32x3 grip strip of size 50x12x2 mm prelaminated flush door both side decorative U beading sheet (Pin headed) 4 mm thick particle board with commercial veneering on both sides 12 mm particle board with one side decorative and other side lamination, flat pressed 3 layer & graded (medium density) I, Type II conforming to IS: 12823 (exterior grade)12 mm thick particle board with one side decorative and other side lamination, flat pressed 3 layer & graded (medium density) I, Type II conforming to IS: 12823 (exterior grade)18 mm thick particle board with one side decorative and other side lamination, flat pressed 3 layer & graded (medium density) I, Type II conforming to IS: 12823 (exterior grade)25 mm thick particle board with both sides decorative lamination, flat 3 layer & graded (medium density) Grade I, Type II conforming IS: 12823 (exterior grade)12 mm thick M. S. hinges finished with nickel plating 50 mm (Over all width) M. S. hinges finished with nickel plating 65 mm (Over all width) handle 125x34x24mm handle 150x34x24mm butt hinges 75x60x10mm butt hinges 100x75x10mm Tower bolt 152x42x18mm Tower bolt 202x42x18mm door catcher 72x42mm veneered board 4mm thick veneered board 6mm thick veneered board 18mm thick mm thick Factory made shutters with frame, rails and panels of PVC sections in white, grey or wooden finish mm thick Factory made shutters with frame, rails and panels of PVC sections in white, grey or wooden finish made PVC rigid foam paneled shutter i/c carriage made PVC rigid foam paneled shutter as per IS: 4020 i/c made PVC rigid foam sheet 1mm thick thick Factory made door frame of PVC extruded in white, grey or wooden finish made door frame PVC extruded sheet i/c carriage coated M.S. butt hinges 100mm X58mmX1.9mm steel screws 50 mm steel screws 40 mm steel screws 30 mm steel screws 20 mm steel butt hinges 125x64x1.9 mm IS: 12817 marked steel butt hinges 100x58x1.9 mm IS: 12817 marked steel butt hinges 75x47x1.8 mm IS: 12817 marked steel butt hinges 50x37x1.5 mm IS: 12817 marked steel butt hinges (heavy weight) 125x64x2.5 mm IS: 12817 steel butt hinges (heavy weight) 100x60x2.5 mm IS: 12817 steel butt hinges (heavy weight) 75x50x2.5 mm IS: 12817 heavy weight but hinges 125x90x4.0mm IS: 1341 marked. heavy weight butt hinges 100x75x3.5 mm IS: 1341 marked heavy weight butt hinges 75x60x3.1 mm IS: 1341 marked heavy weight butt hinges 50x40x2.5 mm IS: 1341 marked thick 35mm wide bright finished stainless steel piano hinges. mm thick tapered edge calcium silicate board. mm thick calcium silicate board. drawer channels 300mm long. steel roller for sliding arrangement in racks/ shutter. thick Factory made door frame of PVC extruded in white, grey or wooden finish thick factory made PVC flush door shutter i/c carriage. made glass reinforced plastic door frame 90x45 mm i/c carriage. mm thick factory made glass fiber reinforced plastic panel door i/c carriage. made solid PVC door frame 60 x 30mm i/c carriage. factory made solid PVC panel door shutter i/c carriage. glass reinforced plastic chajja. catcher triple strip vertical type. catcher double strip horizontal type. mm mortice lock with 6 levers for aluminium door. mm thick Glass fibre reinforced Gypsum board. sections 0.55 mm thick having a knurled web of 51.55mm and flanges of 26mm each with lips of 10.55mm. channel having one flange of 20mm and another flange of with thickness of 0.55mm and web of length 27mm. sleeves & wooden screws (40mm) sunk ribbed head screw 25mm. thick marine plywood conforming to IS:710 thick fire retardant plywood conforming to IS: 5509. thick decorative laminated sheet thick decorative laminated sheet mm thick factory made glass fiber reinforced plastic flush door i/c carriage. Wood scantlings Teak Wood- scantling Wood( Jam, Garjan, Chamal) Wood Wood wood 7 ply with teak ply on both faces 9 mm thick for selected planks of Gamair wood wood lipping/ moulded beading or Taj beading of size 18 X 5 mm thick HDF, BWP type Shutter as per IS: 15380 - 2003 & IS: 848 wood - beam wood- beams Teak Wood - Planks wood plug with decorative lamination on both side exterior MDF Board 12 mm thick confirming to IS:14587 with decorative lamination on both side exterior MDF Board 18 mm thick confirming to IS:14587 with decorative lamination one side and other balancing lamination exterior Grade-I MDF Board 25 mm thick to IS: 14587 with decorative lamination one side and other side lamination exterior Grade-I MDF Board 12 mm thick to IS:14587 with decorative lamination one side and other side lamination exterior Grade-I MDF Board 18 mm thick to IS:14587 edge bending tape 2.00 mm thick plug 50 mm (designation 10 nos) plated bright finished mild steel piano hinges 1 mm thick mm wide wood shutter for doors wood Panelling mm thick, light weight,fully perforated square/butt edge integral ceiling tiles of size 595x595 mm. M.S. sheet 0.5 mm thick channel section of size 50x32 mm M.S. sheet 0.50 mm thick stud: 48x34x36 mm tapping pan head nickle coated mild steel screws of size 13 x 3.2 mm dia 50 mm long wedge type expanded zinc alloy dash fastner wool 50 mm thick silicate base compound for calcium silicate tiles joint tape 50 mm wide (90 metre) rollB430:B433B429:B433 iron reinforcement for:- Galvanized iron (1.6 ± 0.2 mm) thick for small series casement window frame, sash, mullion iron (1.6 ± 0.2 mm) thick reinforcement for big series window frame, sash, mullion, iron (1.6 ± 0.2 mm) thick reinforcement for big series door sash iron (1.6 ± 0.2 mm) thick reinforcement for big series sliding sash (2 track sliding window sash fasteners 100 x 8 mm steel tubes hot finished welded type Gasket for uPVC window alloy (white powder coated) 3D Hinges for uPVC door alloy (white powder coated) handles with zinc plated mild steel point locking having transmission gear, cylinder with keeps and side key for uPVC casement door alloy (white powder coated) handles along with zinc plated mild multi point locking having transmission gear with keeps for uPVC window alloy (white powder coated) handles along with zinc plated mild multi point locking having transmission gear with keeps for Upvc door extruded (small series) casement window frame size 47x50mm extruded (small series) casement window sash/window mullion 47x68 mm glazing bead of appropriate dimension for small series window Sash extruded (big series) casement window frame size 67x60 mm extruded (big series) casement door frame size 67x64 mm extruded (big series) casement window sash/window mullion size mm extruded (big series) casement door sash size 67x110 mm extruded glazing bead of appropriate dimension for big series window sash extruded glazing bead of appropriate dimension for small series window sash extruded glazing bead ofappropriate dimension for big series of window Sash extruded (small series) 2 track sliding window frame size 52x44 extruded (big series) 2 track sliding window frame size 67x50mm extruded (small series) 3 track sliding window frame size 92x44 extruded (big series) 3 track sliding window frame size 116x45mm extruded (small series) 2 track sliding window sash size 32x60mm extruded (big series) 2 track sliding window sash size 46x62mm extruded (big series) 3 track sliding window sash size 46x62mm extruded interlock of appropriate dimension for small series window sash extruded interlock of appropriate dimension for big series window sash extruded inline adaptor of appropriate dimension for big series window sash extruded (big series) 2 track sliding door sash size 46x82mm steel screws 30mm x4mm. x 55mm x 2mm thick Factory made door frame of PVC extruded in white,grey or wooden finish alloy (white powder coated) touch lock with hook for wire mesh alloy (white powder coated) casement handle for uPVC window alloy (white powder coated) touch lock with hook for uPVC window alloy body with single nylon roller (weight bearing capacity to be 40 for uPVC sliding window Steel (SS - 304) with adjustable double nylon roller (weight capacity to be 120 Kg) for uPVC sliding window alloy (white powder coated) cresent lock for uPVC sliding window steel friction hinge of size 200 mm x 19 x 1.9 mm for windows steel friction hinge of size 250 mm x 19 x 1.9 mm for uPVC steel friction hinges (SS-304 grade) size 300 x 19 x mm for uPVC window steel friction hinges (SS-304 grade) size 400 x 19 x 1.9 mm for window steel friction hinges (SS-304 grade) size 400 x 19 x 1.9 mm for window pile/ weather pile strip for uPVC sliding window i/c 5% wastage steel dash fastener of 8 mm dia and 75 mm long bolt Steel steel fancy handles (75 mm) for kitchen cabinet steel fancy handles (100mm) for kitchen cabinet steel fancy handles (125mm) for kitchen cabinet thick both sides Pre-laminated cement bonded wood particle as per IS: 15786:2008 thick both sides Pre-laminated cement bonded wood particle board per IS: 15786:2008 thick both sides Pre-laminated cement bonded wood particle board per IS: 15786:2008 thick both side balancing lamination factory pressed BWP grade ply as per IS 710 panes of required thickness having 120 minutes of fire resistance integrity and radiation control (EW120) and minimum 20 minutes of (EI 20) U beading of 1.6 mm thick G.I. Sheet with M4x38mm SS screws tape 5x20 mm size screws 30mm screws 20mm steel fancy handle closing stainless steel hinges closing stainless steel hinges steel (Grade-304) basket (readymade) laminated both side solid foam uPVC profile (45x20mm) foam uPVC sheet 20mm thick prelaminated on both side edge beading fastner with plastic sleeve zinc coated hinges 19-20 mm thick with mounting plate | Cum | 123088
Wood & PVC Work | 8.1.1 | Providing wood work in frames of doors, windows, clerestory windows and other frames, wrought framed and fixed in position | Sal Wood | Cum | 132528.1
Wood & PVC Work | 8.1.2 | Providing wood work in frames of doors, windows, clerestory windows and other frames, wrought framed and fixed in position | Karai wood | Cum | 111635.8
Wood & PVC Work | 8.1.3 | Providing wood work in frames of doors, windows, clerestory windows and other frames, wrought framed and fixed in position | Local Teak Wood | Cum | 106388.3
Wood & PVC Work | 8.2.1 | Extra for additional labour for circular works, such as in frames of fan light | Sal Wood | Cum | 13253.06
Wood & PVC Work | 8.2.2 | Extra for additional labour for circular works, such as in frames of fan light | Karai wood | Cum | 11165.3
Wood & PVC Work | 8.2.3 | Extra for additional labour for circular works, such as in frames of fan light | Local Teak Wood | Cum | 10638.89
Wood & PVC Work | 8.3 | Providing laminated veneer lumber conforming to IS: 14616 and TAD -15: 2001( Part B) in factory made frames of doors, windows, clerestory windows and other frames, wrought framed and fixed in position as per directions of Engineer-in-charge |  | Cum | 133823.33
Wood & PVC Work | 8.4.1 | Providing wood work in frames of false ceiling, partitions etc. sawn and put up in position | Sal wood | Cum | 124831.1
Wood & PVC Work | 8.4.2 | Providing wood work in frames of false ceiling, partitions etc. sawn and put up in position | Karai Wood Local Teak Wood | Cum | 104047.78
Wood & PVC Work | 8.4.5 | Providing wood work in frames of false ceiling, partitions etc. sawn and put up in position | Soft Wood | Cum | 51858.42
Wood & PVC Work | 8.6.1 | Providing and fixing panelling or panelling and glazing in panelled or panelled and glazed shutters for doors, windows and clerestory windows (Area of opening for panel inserts excluding portion inside grooves or rebates to be measured). Panelling for paneled or paneled and glazed shutters 25 to 40 mm thick | Local Teak Wood 16 mm thick | Sqm | 1983.1
Wood & PVC Work | 8.6.2 | Providing and fixing panelling or panelling and glazing in panelled or panelled and glazed shutters for doors, windows and clerestory windows (Area of opening for panel inserts excluding portion inside grooves or rebates to be measured). Panelling for paneled or paneled and glazed shutters 25 to 40 mm thick | Gamair Wood 16 mm Thick | Sqm | 2172.2
Wood & PVC Work | 8.6.3.1 | Ply wood 5 ply, 9 mm thick | Decorative plywood both side decorative veneer (Type - 1) conforming to IS 1328 BWR type | Sqm | 2401
Wood & PVC Work | 8.6.3.2 | Ply wood 5 ply, 9 mm thick | Decorative plywood one side decorative veneer and commercial veneer on other face (Type 1) conforming to IS 1328 BWR Type Ply wood 7 ply, 9 mm thick | Sqm | 2380.1
Wood & PVC Work | 8.6.4.1 | Providing and fixing panelling or panelling and glazing in panelled or panelled and glazed shutters for doors, windows and clerestory windows (Area of opening for panel inserts excluding portion inside grooves or rebates to be measured). Panelling for paneled or paneled and glazed shutters 25 to 40 mm thick | Decorative plywood both side decorative veneer (Type - 1) conforming to IS 1328 BWR type | Sqm | 2065.1
Wood & PVC Work | 8.6.4.2 | Providing and fixing panelling or panelling and glazing in panelled or panelled and glazed shutters for doors, windows and clerestory windows (Area of opening for panel inserts excluding portion inside grooves or rebates to be measured). Panelling for paneled or paneled and glazed shutters 25 to 40 mm thick | Decorative plywood one side decorative veneer and commercial veneer on other face (Type 1) conforming to IS 1328 BWR Type | Sqm | 2520
Wood & PVC Work | 8.6.5.1 | Particle Board 12 mm thick | Plain particle board flat pressed, 3 layer or graded wood particle board medium density Grade I, IS: 3087 marked | Sqm | 1317.2
Wood & PVC Work | 8.6.5.2 | Particle Board 12 mm thick | Veneered flat pressed three layer or graded wood particle board with commercial veneering on both sides conforming to IS:3097, grade I. Particle Board 12 mm thick | Sqm | 1630.3
Wood & PVC Work | 8.6.5.3 | Particle Board 12 mm thick | Prelaminated particle board with decorative lamination on one side and balancing lamination on other side, Grade I, Type II IS: 12823 marked | Sqm | 1779
Wood & PVC Work | 8.6.5.4 | Particle Board 12 mm thick | Prelaminated particle board with decorative lamination on both sides, Grade I, Type II, IS: 12823 marked | Sqm | 1756.3
Wood & PVC Work | 8.8.1 | Providing and fixing factory made laminated veneer lumber glazed shutter conforming to IS 14616 and TADS 15:2001 (Part B), using 4mm thick float glass panes for doors, windows and clerestory windows including ISI marked black enamelled M.S butt hinges with necessary screws as per direction of Engineer-in- charge | 30 mm thick shutters | Sqm | 3054.6
Wood & PVC Work | 8.9.1 | Extra for providing heavy sheet float glass panes instead of ordinary float glass in glazed doors, window and clereslory window shutters (Area of opening of glass panes excluding portion inside rebate shall be measured) | 5.5mm thick instead of 4mm thick | Sqm | 319.4
Wood & PVC Work | 8.10 | Extra for providing frosted glass panes 4 mm thick instead of ordinary float glass panes 4 mm thick in doors, windows and clerestory window shutters. (Area of opening for glass panes excluding portion inside rebate shall be measured) |  | Sqm | 175.8
Wood & PVC Work | 8.12 | Extra for providing ISI marked Stainless Steel butt hinges instead of black enamelled M.S. butt hinges with necessary screws. (Shutter area to be measured) |  | Sqm | 193.4
Wood & PVC Work | 8.13.1 | Providing and fixing 35 mm thick factory made laminated veneer lumber door shutter conforming to IS: 14616 and TADS 15:2001 (Part B) including ISI marked black enamelled M.S. butt hinges with necessary screws as per directions of Engineer-in- charge and panelling with panels of | 12mm thick plain grade - 1, medium density flat pressed three layer particle board FPT - I or graded wood particle board FPT - I, IS: 3087 marked bonded with BWP type synthetic resin adhesive as per IS: 848 | Sqm | 3055.8
Wood & PVC Work | 8.13.2 | Providing and fixing 35 mm thick factory made laminated veneer lumber door shutter conforming to IS: 14616 and TADS 15:2001 (Part B) including ISI marked black enamelled M.S. butt hinges with necessary screws as per directions of Engineer-in- charge and panelling with panels of | 12 mm thick prelaminated (with particle board decorative lamination on both sides) grade - 1, medium density flat pressed, three layer particle board FPT - I or graded wood particle board FPT - 1, conforming to IS: 3087 bonded with BWP type synthetic resin adhesive as per IS:848 and prelamination confirming to IS: 12823 Grade 1, Type - II marked | Sqm | 3221.4
Wood & PVC Work | 8.13.3 | Providing and fixing 35 mm thick factory made laminated veneer lumber door shutter conforming to IS: 14616 and TADS 15:2001 (Part B) including ISI marked black enamelled M.S. butt hinges with necessary screws as per directions of Engineer-in- charge and panelling with panels of | 12 mm thick one side prelaminated (with particle board decorative lamination on other sides) and balancing lamination grade - 1 medium density flat pressed, three layer particle board FPT - I or graded wood particle board FPT-1 conforming to IS: 3087 bonded with BWP type synthetic resin adhesive as per IS: 848 and prelamination conforming to IS: 12823 Grade - 1, Type II marked | Sqm | 3535
Wood & PVC Work | 8.14.1 | Providing and fixing 25 mm thick shutters for cup board etc | Panelled or panelled & glazed shutters: Local teak wood including ISI marked anodised aluminium butt hinges with necessary screws | Sqm | 2858.5
Wood & PVC Work | 8.14.1 | Providing and fixing 25 mm thick shutters for cup board etc | Glazed shutters: Local teak wood including ISI marked anodised aluminium butt hinge with necessary screws | Sqm | 2649.9
Wood & PVC Work | 8.15.1 | Providing and fixing flat pressed 3 layer particle board medium density exterior grade (Grade I) or graded wood particle board IS: 3087 marked to frame, backing or studding with screws etc. complete (Frames, backing or studding to be paid separately) | 12 mm thick | Sqm | 768.3
Wood & PVC Work | 8.15.2 | Providing and fixing flat pressed 3 layer particle board medium density exterior grade (Grade I) or graded wood particle board IS: 3087 marked to frame, backing or studding with screws etc. complete (Frames, backing or studding to be paid separately) | 18 mm thick | Sqm | 1009.9
Wood & PVC Work | 8.16.1 | Providing and fixing prelaminated flat pressed 3 layer (medium density) particle board or graded wood particle board IS: 3087 marked with one side decorative and other side balancing lamination Grade I,Type II exterior grade IS: 12823 marked in shelves with screws and fittings wherever required, edges to be painted with polyurethene primer (fittings to be paid separately) | 18mm thick | Sqm | 1309.7
Wood & PVC Work | 8.16.2 | Providing and fixing prelaminated flat pressed 3 layer (medium density) particle board or graded wood particle board IS: 3087 marked with one side decorative and other side balancing lamination Grade I,Type II exterior grade IS: 12823 marked in shelves with screws and fittings wherever required, edges to be painted with polyurethene primer (fittings to be paid separately) | 25 mm thick | Sqm | 1891.5
Wood & PVC Work | 8.17.1 | Providing and fixing 25 mm thick shutters for cupboards etc. including ISl marked black enamelled M.S. butt hinges with necessary screws | Panelled or panelled and glazed shutters Gamair Wood | Sqm | 2837.5
Wood & PVC Work | 8.17.1 | Providing and fixing 25 mm thick shutters for cupboards etc. including ISl marked black enamelled M.S. butt hinges with necessary screws | Glazed shutters Gamair Wood | Sqm | 2883.4
Wood & PVC Work | 8.18.1 | Providing and fixing ISI marked flush door shutters conforming to IS: 2202 (Part I) decorative type, core of block board construction with frame of 1st class hard wood and well matched teak 3 ply veneering with vertical grains or cross bands and face veneers on both faces of shutters | 35 mm thick including ISI marked Stainless Steel butt hinges with necessary screws | Sqm | 3720.6
Wood & PVC Work | 8.18.2 | Providing and fixing ISI marked flush door shutters conforming to IS: 2202 (Part I) decorative type, core of block board construction with frame of 1st class hard wood and well matched teak 3 ply veneering with vertical grains or cross bands and face veneers on both faces of shutters | 30 mm thick including ISI marked Stainless Steel butt hinges with necessary screws | Sqm | 3367.7
Wood & PVC Work | 8.18.3 | Providing and fixing ISI marked flush door shutters conforming to IS: 2202 (Part I) decorative type, core of block board construction with frame of 1st class hard wood and well matched teak 3 ply veneering with vertical grains or cross bands and face veneers on both faces of shutters | 25 mm thick (for cupboard) including ISI marked nickel plated bright finished M.S.Piano hinges IS: 3818 marked with necessary screws | Sqm | 2964.7
Wood & PVC Work | 8.19.1 | Providing and fixing ISI marked flush door shutters conforming to IS: 2202 (Part I) non-decorative type, core of block board construction with frame of 1st class hard wood and well matched commercial 3 ply veneering with vertical grains or cross bands and face veeners on both faces of shutters | 35 mm thick including ISI marked Stainless Steel butt hinges with necessary screws | Sqm | 2313.9
Wood & PVC Work | 8.19.2 | Providing and fixing ISI marked flush door shutters conforming to IS: 2202 (Part I) non-decorative type, core of block board construction with frame of 1st class hard wood and well matched commercial 3 ply veneering with vertical grains or cross bands and face veeners on both faces of shutters | 30 mm thick including ISI marked Stainless Steel butt hinges with necessary screws | Sqm | 2136.8
Wood & PVC Work | 8.19.3 | Providing and fixing ISI marked flush door shutters conforming to IS: 2202 (Part I) non-decorative type, core of block board construction with frame of 1st class hard wood and well matched commercial 3 ply veneering with vertical grains or cross bands and face veeners on both faces of shutters | 25mm thick (for cupboard) including ISI marked nickel plated bright finished M.S. piano hinges with necessary screws | Sqm | 2067.9
Wood & PVC Work | 8.20.1 | Extra for Providing and fixing flush doors with decorative veneering | On one side in item no. 8.19 | Sqm | 546.6
Wood & PVC Work | 8.21 | Extra for providing lipping with 2nd class teak wood battens 25 mm minimum depth on all edges of shutters (over all area of door shutter to be measured) Over item no. 8.18 and 8.19 |  | Sqm | 527.5
Wood & PVC Work | 8.22.1 | Extra for providing vision panel not exceeding 0.1 sqm in all type of flush doors (cost of glass excluded) (overall area of door shutter to be measured) | Rectangular or square | Sqm | 228.6
Wood & PVC Work | 8.22.2 | Extra for providing vision panel not exceeding 0.1 sqm in all type of flush doors (cost of glass excluded) (overall area of door shutter to be measured) | Circular | Sqm | 237.4
Wood & PVC Work | 8.23 | Extra if louvers (not exceeding 0.2 sqm) are provided in flush door shutters (overall area of door shutters to be measured) |  | Sqm | 466
Wood & PVC Work | 8.24 | Extra for cutting rebate in flush door shutters (Total area of the shutter to be measured) |  | Sqm | 123.1
Wood & PVC Work | 8.25.1 | Providing and fixing 35mm thick wire gauze shutters using galvanised M.S. wire gauze of average width of aperture 1.4 mm with wire of dia. 0.63 mm for doors, windows and clerestory windows including ISI marked bright finished or/and black enamelled M.S. butt hinges with necessary screws | Gamair Wood | Sqm | 3303.7
Wood & PVC Work | 8.25.2 | Providing and fixing 35mm thick wire gauze shutters using galvanised M.S. wire gauze of average width of aperture 1.4 mm with wire of dia. 0.63 mm for doors, windows and clerestory windows including ISI marked bright finished or/and black enamelled M.S. butt hinges with necessary screws | Local Teak Wood | Sqm | 3070.1
Wood & PVC Work | 8.26.1 | Providing and fixing 35mm thick wire gauze shutters using galvanised M.S. wire gauze of average width of aperture 1.4mm with wire of dia. 0.63 mm for doors, windows and clerestory windows including ISI marked stainless steel butt hinges with necessary screws | Gamair Wood | Sqm | 3497.1
Wood & PVC Work | 8.26.2 | Providing and fixing 35mm thick wire gauze shutters using galvanised M.S. wire gauze of average width of aperture 1.4mm with wire of dia. 0.63 mm for doors, windows and clerestory windows including ISI marked stainless steel butt hinges with necessary screws | Local Teak Wood | Sqm | 3263.5
Wood & PVC Work | 8.27.1 | Providing and fixing 30mm thick wire gauge shutters using galvanised M.S. wire gauge of average width of aperture 1.4mm with wire of dia. 0.63 mm for doors, windows and clerestory windows including ISI marked Stainless Steel butt hinges with necessary screws | Gamair Wood | Sqm | 3066.4
Wood & PVC Work | 8.27.2 | Providing and fixing 30mm thick wire gauge shutters using galvanised M.S. wire gauge of average width of aperture 1.4mm with wire of dia. 0.63 mm for doors, windows and clerestory windows including ISI marked Stainless Steel butt hinges with necessary screws | Local Teak Wood | Sqm | 2866.4
Wood & PVC Work | 8.28.1 | Providing and fixing 30mm thick wire gauze shutters using galvanised M.S. wire gauze of average width of aperture 1.4mm with wire of dia 0.63 mm for doors, windows and clerestory windows including ISl marked bright finished or /and black enamelled M.S. butt hinges with necessary screws | Gamair Wood | Sqm | 2948.9
Wood & PVC Work | 8.28.2 | Providing and fixing 30mm thick wire gauze shutters using galvanised M.S. wire gauze of average width of aperture 1.4mm with wire of dia 0.63 mm for doors, windows and clerestory windows including ISl marked bright finished or /and black enamelled M.S. butt hinges with necessary screws | Local Teak Wood | Sqm | 2748.9
Wood & PVC Work | 8.29.1 | Providing and fixing wire gauze laminated veneer lumber shutters conforming to IS: 14616, and as per TADS 15:2001 (Part B) using galvanised wire gauze with average width of aperture 1.4mm in both directions with wire of dia 0.63mm as per IS: 1568 for doors, windows and clerestory windows including ISI marked bright finished or/and black enemelled M.S. butt hinges with necessary screws as per directions of Engineer-in-charge | 35 mm thick shutters | Sqm | 3055.8
Wood & PVC Work | 8.29.2 | Providing and fixing wire gauze laminated veneer lumber shutters conforming to IS: 14616, and as per TADS 15:2001 (Part B) using galvanised wire gauze with average width of aperture 1.4mm in both directions with wire of dia 0.63mm as per IS: 1568 for doors, windows and clerestory windows including ISI marked bright finished or/and black enemelled M.S. butt hinges with necessary screws as per directions of Engineer-in-charge | 30 mm thick shutters | Sqm | 2739.5
Wood & PVC Work | 8.30 | Providing 50 × 50 × 50 mm Gamair wood plugs including cutting brick work and fixing in cement mortar 1:3 (1 cement: 3 fine sand) and making good the walls etc |  | Nos | 26
Wood & PVC Work | 8.31.2 | Providing and fixing expandable fasteners of specified size with necessary plastic sleeves and galvanised M.S. screws including drilling holes in masonry work/CC/R.C.C. and making good etc. complete | 32 mm long | Nos | 30.2
Wood & PVC Work | 8.31.3 | Providing and fixing expandable fasteners of specified size with necessary plastic sleeves and galvanised M.S. screws including drilling holes in masonry work/CC/R.C.C. and making good etc. complete | 40 mm long | Nos | 34.6
Wood & PVC Work | 8.31.4 | Providing and fixing expandable fasteners of specified size with necessary plastic sleeves and galvanised M.S. screws including drilling holes in masonry work/CC/R.C.C. and making good etc. complete | 50 mm long | Nos | 42
Wood & PVC Work | 8.32.1 | Providing and fixing Gamair Wood plain lining tongued and grooved on and including wooden plugs complete with necessary screws and priming coat on unexposed surface | 40 mm thick | Sqm | 4328.7
Wood & PVC Work | 8.32.2 | Providing and fixing Gamair Wood plain lining tongued and grooved on and including wooden plugs complete with necessary screws and priming coat on unexposed surface | 25 mm thick | Sqm | 2871.5
Wood & PVC Work | 8.32.3 | Providing and fixing Gamair Wood plain lining tongued and grooved on and including wooden plugs complete with necessary screws and priming coat on unexposed surface | 20 mm thick | Sqm | 2285.9
Wood & PVC Work | 8.32.4 | Providing and fixing Gamair Wood plain lining tongued and grooved on and including wooden plugs complete with necessary screws and priming coat on unexposed surface | 12 mm thick | Sqm | 1553.1
Wood & PVC Work | 8.33.1 | Providing and fixing in wall lining flat pressed three layer (medium density) particle board or graded wood prelaminated one side decorative lamination on other side balancing lamination Grade I,Type II, IS: 12823 marked including priming coat on unexposed surface, with necessary fixing arrangement and screws etc. complete | 12 mm thick | Sqm | 1372.5
Wood & PVC Work | 8.33.2 | Providing and fixing in wall lining flat pressed three layer (medium density) particle board or graded wood prelaminated one side decorative lamination on other side balancing lamination Grade I,Type II, IS: 12823 marked including priming coat on unexposed surface, with necessary fixing arrangement and screws etc. complete | 18 mm thick | Sqm | 1499.9
Wood & PVC Work | 8.33.3 | Providing and fixing in wall lining flat pressed three layer (medium density) particle board or graded wood prelaminated one side decorative lamination on other side balancing lamination Grade I,Type II, IS: 12823 marked including priming coat on unexposed surface, with necessary fixing arrangement and screws etc. complete | 25 mm thick | Sqm | 2109.5
Wood & PVC Work | 8.34.1 | Providing and fixing specified wood frame work consisting of battens 50 × 25 mm fixed with rawl plug and drilling necessary holes for rawl plug etc. including priming coat complete | Gamair Wood | Cum | 151740.2
Wood & PVC Work | 8.35.1 | Providing and fixing decorative plywood 4 mm thick one side decorative veneer conforming to IS: 1328 (type-1) for plain lining / cladding with necessary screws, priming coat on unexposed surface with | Decorative veneer facings of approved manufacture | Sqm | 1455.6
Wood & PVC Work | 8.36 | Providing and fixing 4mm thick coir veneer board, ISI marked IS: 14842 Plain lining with necessary screws, priming coat on unexposed surface etc., complete |  | Sqm | 1189.1
Wood & PVC Work | 8.37.1 | Providing and fixing skirting of prelaminated with (one side decorative and other side balancing lamination) flat pressed, 3 layer or graded particle board (medium density) Grade I, Type II, IS: 12823 marked, with necessary fixing arrangements and screws including drilling necessary holes for rawl plugs etc. and priming coat on unexposed surface complete | 18 mm thick | Sqm | 1719.4
Wood & PVC Work | 8.37.2 | Providing and fixing skirting of prelaminated with (one side decorative and other side balancing lamination) flat pressed, 3 layer or graded particle board (medium density) Grade I, Type II, IS: 12823 marked, with necessary fixing arrangements and screws including drilling necessary holes for rawl plugs etc. and priming coat on unexposed surface complete | 25 mm thick | Sqm | 2328.9
Wood & PVC Work | 8.38.1 | Providing and fixing wooden moulded beading to door and window frames with iron screws, plugs and priming coat on unexposed surface etc. complete | Gamair Wood 50×12 mm | Metre | 142
Wood & PVC Work | 8.38.1 | Providing and fixing wooden moulded beading to door and window frames with iron screws, plugs and priming coat on unexposed surface etc. complete | Gamair Wood 50 × 20 mm | Metre | 177.6
Wood & PVC Work | 8.38.2 | Providing and fixing wooden moulded beading to door and window frames with iron screws, plugs and priming coat on unexposed surface etc. complete | Local Teak Wood 50 × 12 mm | Metre | 135.5
Wood & PVC Work | 8.38.2 | Providing and fixing wooden moulded beading to door and window frames with iron screws, plugs and priming coat on unexposed surface etc. complete | Local Teak Wood 50×20 mm | Metre | 166.8
Wood & PVC Work | 8.39.1 | Providing and fixing plain jaffri of 35 × 10 mm laths placed 35 mm apart (frames to be paid separately) including fixing 50 × 12 mm beading complete with | Gamair Wood | Sqm | 1892.8
Wood & PVC Work | 8.40 | Providing and fixing 18 mm thick, 150 mm wide pelmet of flat pressed 3 layer or graded wood particle board medium density grade I, IS: 3087 marked including top cover of 6 mm commercial ply wood conforming to IS: 303 BWR grade, nickel plated M.S. pipe 20 mm dia (heavy type) curtain rod with nickel plated brackets including fixing with 25 × 3 mm M.S. flat 10 cm long and rawl plugs 50 mm long (designation 10 no.) etc. all complete |  | Metre | 517.2
Wood & PVC Work | 8.41 | Providing and fixing 18 mm thick, 150 mm wide pelmet of coir veneer board ISI marked IS: 14842 - 2000, including top cover of 6 mm coir veneer board, nickel plated M.S. Pipe 20 mm dia (heavy type) curtain rod with nickel plated brackets including fixing with 25 × 3 mm M.S. flat 10 cm long and rawl plugs 50 mm long (designation 10 no.) etc. all complete |  | Metre | 656.5
Wood & PVC Work | 8.42 | Extra for using veneered particle board conforming to IS 3097 Grade I, in item of pelmet 18mm thick 150mm wide. Non decorative veneer on both sides |  | Metre | 47.6
Wood & PVC Work | 8.44.1 | Providing and fixing curtain rods of 1.25 mm thick chromium plated brass plate, with two chromium plated brass brackets fixed with C.P. brass screws and wooden plugs, etc., wherever necessary complete | 12 mm dia | Metre | 369.1
Wood & PVC Work | 8.44.2 | Providing and fixing curtain rods of 1.25 mm thick chromium plated brass plate, with two chromium plated brass brackets fixed with C.P. brass screws and wooden plugs, etc., wherever necessary complete | 20 mm dia | Metre | 501
Wood & PVC Work | 8.44.3 | Providing and fixing curtain rods of 1.25 mm thick chromium plated brass plate, with two chromium plated brass brackets fixed with C.P. brass screws and wooden plugs, etc., wherever necessary complete | 25 mm dia | Metre | 641.7
Wood & PVC Work | 8.45.1 | Providing and fixing nickel plated M.S. pipe curtain rods with nickel plated brackets | 20 mm dia (heavy type) | Metre | 129.2
Wood & PVC Work | 8.45.2 | Providing and fixing nickel plated M.S. pipe curtain rods with nickel plated brackets | 25 mm dia (heavy type) | Metre | 149.7
Wood & PVC Work | 8.46.1 | Providing and fixing M.S. grills of required pattern in frames of windows etc. with M.S. flats, square or round bars etc. all complete | Fixed to steel windows by welding | KG | 161.5
Wood & PVC Work | 8.46.2 | Providing and fixing M.S. grills of required pattern in frames of windows etc. with M.S. flats, square or round bars etc. all complete | Fixed to openings /wooden frames with rawl plugs screws etc | KG | 169.7
Wood & PVC Work | 8.47 | Providing and fixing expanded metal 20 x 60 mm strands 3.25 mm wide and 1.6 mm thick for windows etc. including 62 x 19 mm beading of Gamair wood |  | Sqm | 1093.1
Wood & PVC Work | 8.48 | Providing and fixing hard drawn steel wire fabric 75 x 25 mm mesh of weight not less than 7.75 Kg per sqm to window frames etc. including 62 x 19 mm beading of Gamair wood |  | Sqm | 1403.2
Wood & PVC Work | 8.50 | Deduct for fixing 75 × 25 mm hard drawn steel wire fabric of weight not less than 7.75 Kg. per sqm in panelled and glazed door and window shutter instead of glass sheet 4 mm thick |  | Sqm | 187.6
Wood & PVC Work | 8.51 | Providing 40 × 5 mm flat iron hold fast 40 cm long including fixing to frame with 10 mm diameter bolts, nuts and wooden plugs and embedding in cement concrete block 30 × 10 × 15 cm 1:3:6 mix (1 cement: 3 fine sand: 6 graded stone aggregate 20mm nominal size) |  | Nos | 190.1
Wood & PVC Work | 8.52.1 | Providing beams including hoisting, fixing in position and applying wood preservative for the unexposed surfaces, etc. complete with | Sal wood | Cum | 122006.1
Wood & PVC Work | 8.52.2 | Providing beams including hoisting, fixing in position and applying wood preservative for the unexposed surfaces, etc. complete with | Local Teak Wood | Cum | 96742.1
Wood & PVC Work | 8.52.3 | Providing beams including hoisting, fixing in position and applying wood preservative for the unexposed surfaces, etc. complete with | Gamair Wood | Cum | 89865.5
Wood & PVC Work | 8.53.1 | Providing and fixing ISI marked M.S. pressed butt hinges bright finished with necessary screws etc. complete | 125 × 65 × 2.12 mm | Nos | 49.5
Wood & PVC Work | 8.53.2 | Providing and fixing ISI marked M.S. pressed butt hinges bright finished with necessary screws etc. complete | 100 × 58 × 1.90 mm | Nos | 37.6
Wood & PVC Work | 8.53.3 | Providing and fixing ISI marked M.S. pressed butt hinges bright finished with necessary screws etc. complete | 75 × 47 × 1.70 mm | Nos | 29.8
Wood & PVC Work | 8.53.4 | Providing and fixing ISI marked M.S. pressed butt hinges bright finished with necessary screws etc. complete | 50 × 37 × 1.50 mm | Nos | 16.7
Wood & PVC Work | 8.54.1 | Providing and fixing IS: 1341 marked M.S. heavy weight butt hinges with necessary screws etc. complete | 125 × 90 × 4.00 mm | Nos | 66.6
Wood & PVC Work | 8.54.2 | Providing and fixing IS: 1341 marked M.S. heavy weight butt hinges with necessary screws etc. complete | 100 × 75 × 3.50 mm | Nos | 55.4
Wood & PVC Work | 8.54.3 | Providing and fixing IS: 1341 marked M.S. heavy weight butt hinges with necessary screws etc. complete | 75 × 60 × 3.10 mm | Nos | 213.4
Wood & PVC Work | 8.54.4 | Providing and fixing IS: 1341 marked M.S. heavy weight butt hinges with necessary screws etc. complete | 50 × 40 × 2.50 mm | Nos | 23.9
Wood & PVC Work | 8.55.1 | Providing and fixing ISI marked oxidised M.S. pressed butt hinges with necessary screws etc. complete | 125 × 65 × 2.12 mm | Nos | 47.8
Wood & PVC Work | 8.55.2 | Providing and fixing ISI marked oxidised M.S. pressed butt hinges with necessary screws etc. complete | 100 × 58 × 1.90 mm | Nos | 39.7
Wood & PVC Work | 8.55.3 | Providing and fixing ISI marked oxidised M.S. pressed butt hinges with necessary screws etc. complete | 75 × 47 × 1.70 mm | Nos | 31.5
Wood & PVC Work | 8.55.4 | Providing and fixing ISI marked oxidised M.S. pressed butt hinges with necessary screws etc. complete | 50 × 37 × 1.50 mm | Nos | 17.5
Wood & PVC Work | 8.56.1 | Providing and fixing ISI marked oxidised M.S. pressed Parliamentary hinges with necessary screws etc. complete | 150 × 125 × 27 × 2.80 mm | Nos | 85.5
Wood & PVC Work | 8.56.2 | Providing and fixing ISI marked oxidised M.S. pressed Parliamentary hinges with necessary screws etc. complete | 125 × 125 × 27 × 2.80 mm | Nos | 79.3
Wood & PVC Work | 8.56.3 | Providing and fixing ISI marked oxidised M.S. pressed Parliamentary hinges with necessary screws etc. complete | 100 × 125 × 27 × 2.80 mm | Nos | 67.9
Wood & PVC Work | 8.56.4 | Providing and fixing ISI marked oxidised M.S. pressed Parliamentary hinges with necessary screws etc. complete | 75 × 100 × 20 × 2.24 mm | Nos | 58.1
Wood & PVC Work | 8.57.1 | Providing and fixing ISI marked oxidised M.S. single acting spring hinges with necessary screws etc. complete | 150 mm | Nos | 296.2
Wood & PVC Work | 8.57.2 | Providing and fixing ISI marked oxidised M.S. single acting spring hinges with necessary screws etc. complete | 125 mm | Nos | 261
Wood & PVC Work | 8.57.3 | Providing and fixing ISI marked oxidised M.S. single acting spring hinges with necessary screws etc. complete | 100 mm | Nos | 212.9
Wood & PVC Work | 8.58.1 | Providing and fixing oxidised M.S. double acting spring hinges with necessary screws etc. complete | 150 mm | Nos | 331.4
Wood & PVC Work | 8.58.2 | Providing and fixing oxidised M.S. double acting spring hinges with necessary screws etc. complete | 125 mm | Nos | 296.2
Wood & PVC Work | 8.58.3 | Providing and fixing oxidised M.S. double acting spring hinges with necessary screws etc. complete | 100 mm | Nos | 259
Wood & PVC Work | 8.59.1 | Providing M.S. Piano hinges ISI marked IS: 3818 finished with nickel plating and fixing with necessary screws etc., complete | Overall width 35 mm | Metre | 236.5
Wood & PVC Work | 8.59.2 | Providing M.S. Piano hinges ISI marked IS: 3818 finished with nickel plating and fixing with necessary screws etc., complete | Overall width 50 mm | Metre | 236.6
Wood & PVC Work | 8.59.3 | Providing M.S. Piano hinges ISI marked IS: 3818 finished with nickel plating and fixing with necessary screws etc., complete | Overall width 65 mm | Metre | 257.3
Wood & PVC Work | 8.60.1 | Providing and fixing ISI marked oxidised M.S.sliding door bolts with nuts and screws etc. complete | 300×16 mm | Nos | 220.9
Wood & PVC Work | 8.60.2 | Providing and fixing ISI marked oxidised M.S.sliding door bolts with nuts and screws etc. complete | 250 x 16 mm | Nos | 201.6
Wood & PVC Work | 8.61.1 | Providing and fixing ISI marked oxidised M.S. tower bolt black finish, (Barrel type) with necessary screws etc. complete | 250x10 mm | Nos | 90
Wood & PVC Work | 8.61.2 | Providing and fixing ISI marked oxidised M.S. tower bolt black finish, (Barrel type) with necessary screws etc. complete | 200 x 10 mm | Nos | 73.8
Wood & PVC Work | 8.61.3 | Providing and fixing ISI marked oxidised M.S. tower bolt black finish, (Barrel type) with necessary screws etc. complete | 150 x 10 mm | Nos | 62
Wood & PVC Work | 8.61.4 | Providing and fixing ISI marked oxidised M.S. tower bolt black finish, (Barrel type) with necessary screws etc. complete | 100 x 10 mm | Nos | 45.8
Wood & PVC Work | 8.62 | Providing and fixing ISI marked 85 x 42 mm oxidised M.S. pull bolt lock conforming to IS: 7534 with necessary screws bolts, nut and washers etc. complete |  | Nos | 120
Wood & PVC Work | 8.63.1 | Providing and fixing ISI marked oxidised M.S. door latches conforming to IS:5930 with screws etc. complete | 300 x 20 x 6 mm | Nos | 100.5
Wood & PVC Work | 8.63.2 | Providing and fixing ISI marked oxidised M.S. door latches conforming to IS:5930 with screws etc. complete | 250 x 20 x 6 mm | Nos | 82.9
Wood & PVC Work | 8.64.1 | Providing and fixing ISI marked oxidised M.S. handles conforming to IS:4992 with necessary screws etc. complete | 125 mm | Nos | 41.9
Wood & PVC Work | 8.64.2 | Providing and fixing ISI marked oxidised M.S. handles conforming to IS:4992 with necessary screws etc. complete | 100 mm | Nos | 33.1
Wood & PVC Work | 8.64.3 | Providing and fixing ISI marked oxidised M.S. handles conforming to IS:4992 with necessary screws etc. complete | 75 mm | Nos | 27.2
Wood & PVC Work | 8.65.1 | Providing and fixing oxidised M.S. hasp and staple (safety type) conforming to IS: 363 with necessary screws etc. complete | 150 mm | Nos | 33.2
Wood & PVC Work | 8.65.3 | Providing and fixing oxidised M.S. hasp and staple (safety type) conforming to IS: 363 with necessary screws etc. complete | 90 mm | Nos | 23.9
Wood & PVC Work | 8.66.2 | Providing and fixing oxidised M.S. casement stays (straight peg type) with necessary screws etc. complete | 250 mm weighing not less than 150 gms | Nos | 59.3
Wood & PVC Work | 8.66.3 | Providing and fixing oxidised M.S. casement stays (straight peg type) with necessary screws etc. complete | 200 mm weighing not less than 120 gms | Nos | 50.5
Wood & PVC Work | 8.67 | Providing and fixing oxidised M.S. Safety chain with necessary fixtures for doors. (Weighing not less than 450 gms.) |  | Nos | 107.5
Wood & PVC Work | 8.68.1 | Providing and fixing IS: 12817 marked stainless steel butt hinges with stainless steel screws etc. complete | 125 x 64 x 1.90 mm | Nos | 111.6
Wood & PVC Work | 8.68.2 | Providing and fixing IS: 12817 marked stainless steel butt hinges with stainless steel screws etc. complete | 100 X 58 X 1.90 mm | Nos | 99.3
Wood & PVC Work | 8.68.4 | Providing and fixing IS: 12817 marked stainless steel butt hinges with stainless steel screws etc. complete | 50 x 37 x 1.50 mm | Nos | 42.5
Wood & PVC Work | 8.69.1 | Providing and fixing IS: 12817 marked stainless steel butt hinges (heavy weight) with stainless steel screws etc. complete | 125 x 64 x 2.50 mm | Nos | 123
Wood & PVC Work | 8.69.2 | Providing and fixing IS: 12817 marked stainless steel butt hinges (heavy weight) with stainless steel screws etc. complete | 100 x 60 x 2.50 mm | Nos | 98.4
Wood & PVC Work | 8.69.3 | Providing and fixing IS: 12817 marked stainless steel butt hinges (heavy weight) with stainless steel screws etc. complete | 75 x 50 x 2.50 mm | Nos | 79.6
Wood & PVC Work | 8.70.1 | Providing and fixing bright finished brass butt hinges with necessaryscrews etc.complete | 125 x 85 x 5.5 mm (heavy type) | Nos | 251.7
Wood & PVC Work | 8.70.2 | Providing and fixing bright finished brass butt hinges with necessaryscrews etc.complete | 125 x 70 x 4 mm (ordinary type) | Nos | 185.5
Wood & PVC Work | 8.70.3 | Providing and fixing bright finished brass butt hinges with necessaryscrews etc.complete | 100 x 85 x 5.5 mm (heavy type) | Nos | 208.2
Wood & PVC Work | 8.70.4 | Providing and fixing bright finished brass butt hinges with necessaryscrews etc.complete | 100 x 70 x 4 mm (ordinary type) | Nos | 145.5
Wood & PVC Work | 8.70.5 | Providing and fixing bright finished brass butt hinges with necessaryscrews etc.complete | 75 x 65 x4 mm (heavy type) | Nos | 172.3
Wood & PVC Work | 8.70.6 | Providing and fixing bright finished brass butt hinges with necessaryscrews etc.complete | 75 x 40 x 2.5 mm (ordinary type) | Nos | 95
Wood & PVC Work | 8.70.7 | Providing and fixing bright finished brass butt hinges with necessaryscrews etc.complete | 50 x 40 x 2.5 mm (ordinary type) | Nos | 38.8
Wood & PVC Work | 8.71.1 | Providing and fixing bright finished brass parliamentary hinges with necessary screws etc. complete | 150 x 125 x 27 x 5 mm | Nos | 482.3
Wood & PVC Work | 8.71.2 | Providing and fixing bright finished brass parliamentary hinges with necessary screws etc. complete | 125 x 125 x 27 x 5 mm | Nos | 430
Wood & PVC Work | 8.71.3 | Providing and fixing bright finished brass parliamentary hinges with necessary screws etc. complete | 100 x 125 x 27 x 5 mm 75 x 100 x 20 x 3.2 mm | Nos | 394.7
Wood & PVC Work | 8.72.1 | Providing and fixing bright finished brass towerbolts (barrel type)with necessary screws etc. complete | 250 x 10 mm | Nos | 465.9
Wood & PVC Work | 8.72.2 | Providing and fixing bright finished brass towerbolts (barrel type)with necessary screws etc. complete | 200x10 mm | Nos | 373
Wood & PVC Work | 8.72.3 | Providing and fixing bright finished brass towerbolts (barrel type)with necessary screws etc. complete | 150x10 mm | Nos | 286.6
Wood & PVC Work | 8.72.4 | Providing and fixing bright finished brass towerbolts (barrel type)with necessary screws etc. complete | 100x10 mm | Nos | 195.2
Wood & PVC Work | 8.73.1 | Providing and fixing bright finished brass door latch with necessary screws etc. complete | 300x16x5 mm | Nos | 336.9
Wood & PVC Work | 8.73.2 | Providing and fixing bright finished brass door latch with necessary screws etc. complete | 250x16x5 mm | Nos | 319.4
Wood & PVC Work | 8.74 | Providing and fixing bright finished brass 100 mm mortice latch and lock with 6 levers and a pair of lever handles with necessary screws etc. complete (best make of approved quality) |  | Nos | 830.9
Wood & PVC Work | 8.75 | Providing and fixing bright finished brass 100 mm mortice latch with one dead bolt and a pair of lever handles with necessary screws etc. complete (best make of approved quality) |  | Nos | 650.7
Wood & PVC Work | 8.76 | Providing and fixing bright finished brass night latch including necessary screws etc. complete (best make of approved quality) |  | Nos | 1200.2
Wood & PVC Work | 8.77.1 | Providing and fixing special quality bright finished brass cupboard or ward robe locks with four levers including necessary screws etc. complete (best make of approved quality) | 40 mm 50 mm | Nos | 243.3
Wood & PVC Work | 8.77.4 | Providing and fixing special quality bright finished brass cupboard or ward robe locks with four levers including necessary screws etc. complete (best make of approved quality) | 75 mm | Nos | 306.3
Wood & PVC Work | 8.78 | Providing and fixing 50 mm bright finished brass cup board or wardrobe knob with necessary screws (best make of approved quality) |  | Nos | 73.5
Wood & PVC Work | 8.79.1 | Providing and fixing bright finished brass handles with screws etc. complete | 125 mm | Nos | 254.8
Wood & PVC Work | 8.79.2 | Providing and fixing bright finished brass handles with screws etc. complete | 100 mm | Nos | 235.7
Wood & PVC Work | 8.79.3 | Providing and fixing bright finished brass handles with screws etc. complete | 75 mm | Nos | 184.4
Wood & PVC Work | 8.80 | Providing and fixing bright finished brass hanging type floor door stopper with necessary screws, etc. complete |  | Nos | 134.7
Wood & PVC Work | 8.81 | Providing and fixing IS: 3564 marked Aluminium die cast body tubular type universal hydraulic door closer with necessary accessories and screws etc. complete |  | Nos | 1243.4
Wood & PVC Work | 8.82 | Providing and fixing IS: 3564 marked aluminium extruded section body tubular type universal hydraulic door closer with double speed adjustment with necessary accessories and screws etc. complete |  | Nos | 1327
Wood & PVC Work | 8.84.1 | Providing and fixing bright finished brasscasement stays (straight peg type) with necessary screws etc. complete | 300 mm weighing not less than 330 gms | Nos | 238.6
Wood & PVC Work | 8.84.2 | Providing and fixing bright finished brasscasement stays (straight peg type) with necessary screws etc. complete | 250 mm weighing not less than 280 gms | Nos | 190.4
Wood & PVC Work | 8.84.3 | Providing and fixing bright finished brasscasement stays (straight peg type) with necessary screws etc. complete | 200 mm weighing not less than 240 gms | Nos | 181.6
Wood & PVC Work | 8.85.1 | Providing and fixing bright finished brass hasp and staple (safety type) with necessary screws etc. complete | 150 mm | Nos | 150.2
Wood & PVC Work | 8.85.2 | Providing and fixing bright finished brass hasp and staple (safety type) with necessary screws etc. complete | 115 mm | Nos | 135.5
Wood & PVC Work | 8.85.3 | Providing and fixing bright finished brass hasp and staple (safety type) with necessary screws etc. complete | 90 mm | Nos | 118.8
Wood & PVC Work | 8.86 | Providing and fixing chromium plated brass 100 mm mortice latch and lock with 6 levers and a pair of lever handles with necessary screws etc. complete (best make of approved quality) |  | Nos | 954
Wood & PVC Work | 8.87 | Providing and fixing chromium plated brass night latch including necessary screws etc. complete (Best make of approved quality) |  | Nos | 1006.7
Wood & PVC Work | 8.88.1 | Providing and fixing special quality chromium plated brass cupboard locks with six levers including necessary screws etc. complete (Best make of approved quality) of | Size 40 mm | Nos | 234.5
Wood & PVC Work | 8.88.2 | Providing and fixing special quality chromium plated brass cupboard locks with six levers including necessary screws etc. complete (Best make of approved quality) of | Size 50 mm | Nos | 252.1
Wood & PVC Work | 8.88.3 | Providing and fixing special quality chromium plated brass cupboard locks with six levers including necessary screws etc. complete (Best make of approved quality) of | Size 65 mm | Nos | 290.2
Wood & PVC Work | 8.88.4 | Providing and fixing special quality chromium plated brass cupboard locks with six levers including necessary screws etc. complete (Best make of approved quality) of | Size 75 mm | Nos | 334.2
Wood & PVC Work | 8.89 | Providing and fixing chromium plated brass 50 mm cupboard or wardrobe knobs with nuts complete |  | Nos | 151.2
Wood & PVC Work | 8.90.1 | Providing and fixing chromium plated brass handles with necessary screws etc. complete | 125 mm | Nos | 292.9
Wood & PVC Work | 8.90.2 | Providing and fixing chromium plated brass handles with necessary screws etc. complete | 100 mm | Nos | 257.7
Wood & PVC Work | 8.90.3 | Providing and fixing chromium plated brass handles with necessary screws etc. complete | 75 mm | Nos | 231.3
Wood & PVC Work | 8.91 | Providing and fixing chromium plated brass casement window fastener with necessary screws etc. complete |  | Nos | 177.9
Wood & PVC Work | 8.92.1 | Providing and fixing chromium plated brass casement stays (straight peg type) with necessary screws etc. complete | 300 mm weighing not less than 330 gms | Nos | 265.8
Wood & PVC Work | 8.92.2 | Providing and fixing chromium plated brass casement stays (straight peg type) with necessary screws etc. complete | 250 mm weighing not less than 280 gms | Nos | 230.6
Wood & PVC Work | 8.92.3 | Providing and fixing chromium plated brass casement stays (straight peg type) with necessary screws etc. complete | 200 mm weighing not less than 240 gms | Nos | 195.5
Wood & PVC Work | 8.93.1 | Providing and fixing ISI marked aluminium butt hinges anodised (anodic coating not less than grade AC 10 as per IS: 1868) transparent or dyed to required colour or shade with necessary screws etc. complete | 125x75x4 mm | Nos | 156.5
Wood & PVC Work | 8.93.2 | Providing and fixing ISI marked aluminium butt hinges anodised (anodic coating not less than grade AC 10 as per IS: 1868) transparent or dyed to required colour or shade with necessary screws etc. complete | 125x63x4 mm 100x75x4 mm | Nos | 129.5
Wood & PVC Work | 8.93.5 | Providing and fixing ISI marked aluminium butt hinges anodised (anodic coating not less than grade AC 10 as per IS: 1868) transparent or dyed to required colour or shade with necessary screws etc. complete | 100x63x3.2 mm | Nos | 98.2
Wood & PVC Work | 8.83.6 | Providing and fixing bright finished brass casement window fastener with necessary screws etc. complete | 75x63x4 mm | Nos | 84.2
Wood & PVC Work | 8.93.7 | Providing and fixing ISI marked aluminium butt hinges anodised (anodic coating not less than grade AC 10 as per IS: 1868) transparent or dyed to required colour or shade with necessary screws etc. complete | 75x63x3.2 mm | Nos | 76.3
Wood & PVC Work | 8.93.8 | Providing and fixing ISI marked aluminium butt hinges anodised (anodic coating not less than grade AC 10 as per IS: 1868) transparent or dyed to required colour or shade with necessary screws etc. complete | 75x45x3.2 mm | Nos | 71.4
Wood & PVC Work | 8.94.1 | Providing and fixing aluminium sliding door bolts ISI marked anodised (anodic coating not less than grade AC 10 as per IS: 1868) transparent or dyed to required colour or shade with nuts and screws etc. complete | 300x16 mm | Nos | 287
Wood & PVC Work | 8.94.2 | Providing and fixing aluminium sliding door bolts ISI marked anodised (anodic coating not less than grade AC 10 as per IS: 1868) transparent or dyed to required colour or shade with nuts and screws etc. complete | 250x16 mm | Nos | 256.3
Wood & PVC Work | 8.95.1 | Providing and fixing aluminium tower bolts ISI marked anodised (anodic coating not less than grade AC 10 as per IS: 1868 ) transparent or dyed to required colour or shade with necessary screws etc. complete | 300x10 mm | Nos | 135.2
Wood & PVC Work | 8.95.2 | Providing and fixing aluminium tower bolts ISI marked anodised (anodic coating not less than grade AC 10 as per IS: 1868 ) transparent or dyed to required colour or shade with necessary screws etc. complete | 250x10 mm | Nos | 119.3
Wood & PVC Work | 8.95.3 | Providing and fixing aluminium tower bolts ISI marked anodised (anodic coating not less than grade AC 10 as per IS: 1868 ) transparent or dyed to required colour or shade with necessary screws etc. complete | 200x10 mm | Nos | 103.4
Wood & PVC Work | 8.95.4 | Providing and fixing aluminium tower bolts ISI marked anodised (anodic coating not less than grade AC 10 as per IS: 1868 ) transparent or dyed to required colour or shade with necessary screws etc. complete | 150x10 mm | Nos | 87.3
Wood & PVC Work | 8.95.5 | Providing and fixing aluminium tower bolts ISI marked anodised (anodic coating not less than grade AC 10 as per IS: 1868 ) transparent or dyed to required colour or shade with necessary screws etc. complete | 100x10 mm | Nos | 66.6
Wood & PVC Work | 8.96 | Providing and fixing aluminium pull bolt lock anodised ISI marked (anodic coating not less than grade AC 10 as per IS: 1868) transparent or dyed to required colour and shade with necessary screws bolts, nuts and washers etc. complete |  | Nos | 100.9
Wood & PVC Work | 8.97 | Providing and fixing 50cm long aluminium kicking plate 100x3.15 mm anodised (anodic coating not less than grade AC 10 as per IS: 1868) transparent or dyed to required colour or shade with necessary screws etc. complete |  | Nos | 248.8
Wood & PVC Work | 8.98.1 | Providing and fixing aluminium handles ISI marked anodised (anodic coating not less than grade AC 10 as per IS: 1868) transparent or dyed to required colour or shade with necessary screws etc. complete | 125 mm | Nos | 68.8
Wood & PVC Work | 8.98.2 | Providing and fixing aluminium handles ISI marked anodised (anodic coating not less than grade AC 10 as per IS: 1868) transparent or dyed to required colour or shade with necessary screws etc. complete | 100 mm | Nos | 60.9
Wood & PVC Work | 8.98.3 | Providing and fixing aluminium handles ISI marked anodised (anodic coating not less than grade AC 10 as per IS: 1868) transparent or dyed to required colour or shade with necessary screws etc. complete | 75 mm | Nos | 51.6
Wood & PVC Work | 8.99.1 | Providing and fixing aluminium hanging floor door stopper ISI marked anodised (anodic coating not less than grade AC 10 as per IS: 1868) transparent or dyed to required colour and shade with necessary screws etc. complete | Single rubber stopper | Nos | 45
Wood & PVC Work | 8.99.2 | Providing and fixing aluminium hanging floor door stopper ISI marked anodised (anodic coating not less than grade AC 10 as per IS: 1868) transparent or dyed to required colour and shade with necessary screws etc. complete | Twin rubber stopper | Nos | 74.3
Wood & PVC Work | 8.100 | Providing and fixing aluminium casement stays ISI marked anodised (anodic coating not less than grade AC 10 as per IS: 1868) transparent or dyed to required colour and shade with necessary screws etc. complete |  | Nos | 60.3
Wood & PVC Work | 8.101 | Providing and fixing bright finished brass 100 mm mortice latch and lock ISI marked with six levers and a pair of anodised (anodic coating not less than grade AC 10 as per IS: 1868) aluminium lever handles with necessary screws etc. complete (Best make of approved quality) |  | Nos | 943.7
Wood & PVC Work | 8.102 | Providing and fixing aluminium tee channels (heavy duty) with rollers, stop end in pelmets as curtain rod |  | Metre | 165.6
Wood & PVC Work | 8.103 | Providing and fixing partition upto ceiling height consisting of G.I. frame and required board including providing and fixing of frame work made of special section power pressed/ role form G.I. sheet with zinc coating of grade 175 consisting of floor and ceilling channel 50 mm wide having equal flanges of 32 mm and 0.50 mm thick fixed to the floor and ceilling at the spacing of 610 mm centre to centre with dash fastener of 12.50 mm dia-mater, 40 mm length and the studs 48 mm wide having one flange of 34 mm and other flange 36 mm and 0.50 mm thick fixed vertically within flanges of floor and ceilling channel and placed at a spacing of 610 mm centre to centreb by 6 mm dia bolts and nuts at both ends of partition fixed flush to wall with rawl plugs at spacing 450 mm centre to centre and fixing of boards to either side of frame work by 25 mm drive all screws on studs, floor and ceiling channels at the spacing of 300 mm centre to centre, including jointing and finishing to a flush finish with recommended joiunting compound, jointing tape, joint finisher and two coats of primer siutable for boards as per manufacture's specification and direction of the Engineer-In-Charge all complete. 67mm overall thickness partition with 8.5 mm thick double skin Glass reinforced Gypsum (GRG) board conforming to IS: 2095: part III 75mm overall thickness partition with 12.5mm thick double skin plain Gypsum board conforming to IS: 2095: part I 66mm overall thickness Partition with 8mm thick double skin Calcium Silicate Board made with Calcareous & Siliceous materials reinforced with cellulose fiber manufactured through autoclaving process to give stable crystalline structure. Non Combustible & spred of flames (as per BS standard 476 part IV & VII), Water, Termite & Fungus Resistant, Compressive strength 225 Kg/Sq.cm, Bending strength 100 Kg/Sq.cm. 66mm overall thickness partition using 8mm thick double skin non- asbestos multipurpose cement board reinforced with cellulose fibre manufactured through autoclaving process (High pressure steam cured) as per IS: 14862, non combustible, non ignitable,fire propagation index and surface spread of flame (as per BS 476 part IV, V, VI & VII), moisture, Termite & Fungus Resistant, with suitable fibre cement screw |  | Sqm | 1784
Wood & PVC Work | 8.104 | Providing and fixing PTMT handles with necessary screws etc. complete. 125x34x24 mm weighing not less than 23 gms. 150x34x24 mm weighing not less than 26 gms. Providing and fixing PTMT Butt hinges with necessary screws etc. complete. 75x60x10 mm fitted with 5.5 mm dia M.S.Bright Bar Rod weighing not less than 34 gms. 100x75x10 mm fitted with 5.5 mm dia MSBright Bar Rod weighing not less than 53gms. Providing and fixing PTMT Tower Bolts with 12 mm one piece rod inside and necessary screws etc., complete. 152x42x18 mm weighing not less than 60 gms. 202x42x18 mm weighing not less than 78 gms |  | Nos | 42.2
Wood & PVC Work | 8.107 | Providing and fixing PTMT door catcher of length 72 mm and dia. of 42 mm with suitable washers weighing not less than 33 gms |  | Nos | 41.8
Wood & PVC Work | 8.108 | Providing and fixing wooden moulded corner beading of triangular shape to the junction of panelling etc. with iron screws, plugs and priming coat on unexposed surface etc. complete Gamair wood. 50x50 mm (base and height) |  | Metre | 228
Wood & PVC Work | 8.109 | Providing and fixing gamair wood lipping/ moulded beading or Taj beading of size 18X5mm fixed with wooden adhesive like fevicol etc and screws/ nails on the edges of the prelaminated particle board as per direction of Engineer-in-charge |  | Metre | 56.6
Wood & PVC Work | 8.110 | Providing and fixing bright finished 100mm mortice lock with 6 levers without pair of handles for aluminium door with necessary screws etc complete (Best make of approved quality) as per direction of Engineer-in-charge |  | Nos | 856.6
Wood & PVC Work | 8.111 | Providing and fixing magnetic catcher in cupboard / ward robe shutters including fixing with necessary screws etc. complete (Best make of approved quality.) Triple strip vertical type. Double strip (horizontal type) |  | Nos | 49.8
Wood & PVC Work | 8.112 | Providing and fixing powder coated telescopic drawer channels 300mm long with necessary screws etc. complete as per directions of Engineer-in-charge |  | Set | 422
Wood & PVC Work | 8.113 | Providing and fixing sliding arrangement in racks/ cupboards/cabinets shutter by P/F stainless steel rollers to run inside C or E aluminium channel section (The payment of C or E channel shall be made separately) |  | Nos | 19.1
Wood & PVC Work | 8.114 | Providing and fixing factory made UPVC door frame made of UPVC extruded, section having an overall dimension, as below (tolerance +/- 1mm) with wall thickness 2.0mm+/- 02mm. corners of the door frame to be jointed with galvanized brackets and stainless screws, joint mitred and plastic wilded. The hinge side vertical of the frames reinforced by galvanized MS tube of size 19 × 19 mm and 1 mm +/- 0.1 mm wall thickness and 3 nos stainless steel hinges fixed to the frame complete as per manufacturers specification and direction of Engineer-in-Charge. Extruded section Profile size 48x40 mm. Extruded section Profile size 42x50 mm |  | Metre | 266.9
Wood & PVC Work | 8.115 | Providing and fixing to existing door frames. 24 mm thick factory made PVC door shutters made of styles and rails of a UPVC hollow section of size 59x24 mm and wall thickness 2 mm ± 0.2 mm with inbuilt edging on both sides. The styles and rails mitred and joined at the corners by means of M.S. galvanised /plastic brackets of size 75×220 mm having wall thickness 1.0 mm and stainless steel screws. The styles of the shutter reinforced by inserying galvanised MS tube of size 20×20 mm and 1 mm ± 0.1 mm wall thickness. The lock rail made up of "H" Section, a UPVC hollow section of size 100×24 mm and 2 mm ± 0.2 mm wall thickness fixed to the shutter styles by means of plastic /galvanised MS "U" cleats. The shutter frame filled with a UPVC multi-chambered single panel of size not less than 620 mm, having overall thickness of 20 mm and 1 mm ± 0.1 mm wall thickness. The panels filled vertically and tie bar at two places by inserting horizontaly 6 mm galvanised MS rod and fastened with nuts and washers, complete as per manufacturer's specification and direction of Engineer-In-Charge. (for W.C. and Bathroom door shutter). 30mm thick factory made Polyvinyl Chloride (PVC) door shutter made of styles and rails of a UPVC profile section of size 30mm x 60mm and wall thickness 2mm ± 0.2mm with inbuilt decorative moulding edging on one side. The styles and rails with plastic brackets of size 75×220 mm mitred and welded at the corners. The styles of the shutter reinforced by inserting galvanised MS tube of size 25×20 mm and 1 mm ± 0.1 mm wall thickness. The lock rail made up of "H" Section, a UPVC profile section of size 30×100 mm and 2 mm ± 0.2 mm wall thickness welded to the shutter style with a UPVC profile section single panel of size not less than 620 mm, having overall thickness of 20 mm and 1 mm ± 0.1 mm wall thickness with 20 mm panel beading of suitable size/Glass (4 mm thick plain glass)/ louver section, louver frame of suitable size, complete as per manufacturer's specification and direction of Engineer- In-Charge. (for W.C. and Bathroom door shutter). 25mm thick PVC flush door shutters upto 737mm width of colour and shade as approved by Engineer-in-charge made out of a one piece Multi chamber extruded PVC section of the size of 762mm X 25mm or less as per requirement with an average wall thickness of 1 mm ± 0.3 mm. PVC foam end cap of size 23 × 10 mm are provided on both vertical edges to ensure the overall thickness of 25 mm. An MS tube having dimensions 19mm × 19 mm is insetred along the hinge side of the door. Core of the door shutter should be filled with High Density Polyurethane foam. The Top & Bottom edges of the shutter are covered with an end-cap of the size 25×11 mm. Door shutter shall be reinforced with special polymeric reinforcements as per manufacturers' specification and drawing to take up necessary hardware and fixtures complete. Stickers indicating the locations of hardware will be pasted at appropriate places |  | Sqm | 2123.8
Wood & PVC Work | 8.116 | Providing and fixing factory made P.V.C. door frame of size 50x47mm with a wall thickness of 5mm, made out of extruded 5mm rigid PVC foam sheet mitred at corners and joined with 2 Nos. of 150mm long brackets of 15x15mm M.S. square tube, the vertical door profiles to be reinforced with 19×19mm MS square tube of 19 gauge, EPDM rubber gasket weather seal to be provided through out the frame. The door frame to be fixed to the wall usuing MS screws of 65/100 mm size complete as per manufacturers' specification and direction of Engineer-In-Charge |  | Metre | 495.5
Wood & PVC Work | 8.117 | Providing and fixing to existing door frames. 30mm thick factory made solid panel PVC door shutter consisting of frame made out of M.S. tubes of 19 gauge thickness and size of 19mm x 19mm for stiles, top & bottom rails. M.S.frame shall have a coat of steel primers of approved make and manufacture M.S. frame covered with 5mm thick heat moulded PVC ‘C channel of size 30mm thickness, 110mm width out of which 90mm shall be flat and 20mm shall be tapered in 45 degree angle on either side forming stiles; and 5mm thick, 110mm wide PVC sheet out of which 90mm shall be flat and 20mm shall be tapered on the inner side to form top and bottom rail and 130mm wide PVC sheet out of which 90mm shall be flat and 20mm shall be tapered on both sides to form lock rail. Top bottom and lock rails shall be provided either side of the panel. 10mm (5mm x 2) thick, 20mm wide cross PVC sheet shall be provided as gap insert for top rail & bottom rail. Panelling of 5mm thick PVC sheet to be fitted in the M.S. frame welded/ sealed to the stiles & rails with 7mm (5mm +2mm) thick x 15mm wide PVC sheet bending on inner side, and joined together with solvent cement adhesive. An additional 5mm thick PVC strip of 20mm width is to be stuck on the interior side of the ‘C Channel using PVC solvent adhesive etc. complete as per direction of Engineer-in- charge, manufacture’s specification & drawing. 30mm thick factory made solid both side prelam panel PVC door shutter consisting of frame made out of M.S. tubes of 19 gauge thickness and size of 19mm x 19mm for styles, top & bottom rails. M.S. frame shall have a coat of steel primers of approved make and manufacture. M.S. frame covered with 5mm thick heat moulded prelam PVC ‘C channel of size 30mm thickness, 70mm width out of which 50mm shall be flat and 20mm shall be tapered in 45degree angle on either side forming stiles; and 5mm thick, 95mm wide PVC sheet out of which 75mm shall be flat and 20mm shall be tapered in 45 degree on the inner side to form top and bottom rail and 115mm wide PVC sheet out of which 75mm shall be flat and 20mm shall be tapered on both sides to form lock rail. Top, button and lock rails shall be provided either side of the panel. 10mm (5mm x 2 ) thick, 20mm wide cross PVC sheet be provided as gap insert for top rail & bottom rail, panelling of 5mm thick both side Prelam PVC sheet to be fitted in the M.S. frame welded/ sealed to the stiles & rails with 7mm (5mm+2mm) thick x 15mm wide PVC sheet beading on inner side, and joined together with solvent cement adhesive. An additional 5mm thick PVC strip of 20mm width is to be stuck on the interior side of the ‘C Channel using PVC solvent adhesive etc. complete as per direction of Engineer-in-charge. manufacturer’s specification & drawing |  | Sqm | 2994.4
Wood & PVC Work | 8.118 | Providing and fixing Fiber Glass Reinforced plastic (FRP) Door Frames of cross-section 90mm x 45mm having single rebate of 32mm x 15mm to receive shutter of 30mm thickness.The laminate shall be molded with fire resistant grade unsaturated polyester resin and chopped mat.Doorframe laminate shall be 2mm thick and shall be filled with suitable wooden block in all the three legs. The frame shall be covered with fibreglass from all sides. MS stay shall be provided at the bottom to steady the frame |  | Metre | 882.3
Wood & PVC Work | 8.119 | Providing and fixing to existing door frames. 30 mm thick Glass Fibre Reinforced Plastic (FRP) panelled door shutter of required colour and approved brand and manufacture, made with fire - retardant grade unsaturated polyester resin, moulded to 3 mm thick FRP laminate for forming hollow rails and styles, with wooden frame and suitable blocks of seasoned wood inside at required places for fixing of fittings, cast monolithically with 5mm thick FRP laminate for panels confirming to TADS 6: 1993 and / or IS: 14856 - 2000 including fixing to frames. 30mm thick fibreglass reinforced plastice (F.R.P.) flush door shutter in different plain and wood finish made with fire retardant grade unsaturated polyster resin, moulded to 3mm thick FRP laminate all around, with suitable wooden blocks inside at required places for fixing of fittings and polyurethane foam (PUF) / Polystyrene foam to be used as filler material throughout the hollow panel, casted monolithically with testing parameters of F.R.P. laminate conforming to table - 3 of IS: 14856: 2000, complete as per direction of Engineer-in-charge |  | Sqm | 4363
Wood & PVC Work | 8.120 | Providing and fixing factory made door frame (single rebate) made of solid PVC foam profile with homogenous fine cellular structure having smooth outer integral skin having 60mm width & 30mm thickness and shall be fixed to wall as per instructions of Engineer-In-Charge using 100x8 sheet metal CSK screws |  | Metre | 592.2
Wood & PVC Work | 8.121 | Providing and fixing 28 mm thick door shutter made of solid PVC foam profile with homogenous fine cellular structure having smooth outer integral skin having 71mm width & 28mm thick as vertical & horizontal styles. Joints are made using solvent adhesive and GI ‘C sections (39mm x 19mm x 0.6mm thick) or M S pipe (40mm x 20mm ) stiffener frame insert & telescopic polymeric ‘L’ corners.The panel shall be filled with 3mm thick high - pressure compact laminate as per manufacturer’s specifications and directions of the Engineer-in-charge, cover moulding shall be provided for covering fixing screws and elegant look.( for W.C. bathroom door shutter) |  | Sqm | 3658.2
Wood & PVC Work | 8.122 | Providing and fixing PVC rigid foam sheet 1mm thick on existing door shutters (bathroom and W.C. doors) using synthetic rubber based adhesive |  | Sqm | 890.3
Wood & PVC Work | 8.123 | Providing and fixing 12mm thick panelling or panelling and glazing in panelled or panelled and glazed shutters for doors, windows and clerestory windows (area of opening for panel inserts excluding portion inside grooves or rebates to be measured). Panelling for panelled or panelled and glazed shutters 25mm to 40mm thick. Marine plywood conforming to IS: 710 Fire retardant plywood conforming to IS: 5509 |  | Sqm | 2461.4
Wood & PVC Work | 8.124 | Providing & Fixing decorative high pressure laminated sheet of plain / wood grain in gloss / matt / suede finish with high density protective surface layer and reverse side of adhesive bonding quality conforming to IS: 2046 Type S including cost of adhesive of approved quality. 1.5 mm thick. 1.0 mm thick |  | Sqm | 867.3
Wood & PVC Work | 8.125 | Providing and fixing factory made Fiberglass Reinforced plastics (F.R.P.) chajja 4mm thick of required colour, size and design made by Resin Transfer Moulding (RTM) Machine Technology, resulting in void free compact laminate in single piece, having smooth gradual slope curvature for easy drainage of water and duly reinforced by 2nos. vertically and 1nos. horizontally 50x2mm thick M.S. flat with 12mm in built hole for grouting on the existing wall along with the 50mm flanges duly inserted and sealed in the wall complete in one single piece casted monolithically, including all necessary fittings. The FRP Chajja should be manufactured using unsaturated Polyester resin as per IS: 6746 duly reinforced with fibre glass chopped strand mat (CSM) as per IS: 11551 complete with protective Gel coat U/V coating on Top for complete resistance from the extreme of temperature, weather & sunlight |  | Sqm | 5275.1
Wood & PVC Work | 8.126 | Providing and fixing cup board shutters 25mm thick, with Pre-laminated flat pressed three layer particle board or graded wood particle board IS: 12823 marked exterior grade (Grade l Type ll) having one side decorative lamination and other side balancing lamination including IInd class teak wood lipping of 25mm wide x12 mm thick with necessary screws and bright finished stainless steel piano hinges complete as per direction of the Engineer-in-Charge |  | Sqm | 2278.8
Wood & PVC Work | 8.127 | Providing and fixing cup board shutters with 25mm thick veneered particle board IS: 3097 marked exterior grade (Grade I) of approved make including IInd class teak wood lipping of 25mm wide x 12 mm thick with necessary screws and bright finished stainless steel piano hinges complete as per direction of Engineer-in-Charge. With decorative veneering on one side and commercial veering on other side. With non decorative veneering on both sides |  | Sqm | 2013.6
Wood & PVC Work | 8.128 | Providing and fixing factory made Pre-laminated particle board flat pressed three layer or graded wood particle board with one side decorative finish and other side balancing lamination conforming to IS: 12823 Grade I Type II, of approved design, and edges sealed with water resistant paint and lipped with aluminium 'U' type edge beading all-round the shutter, including fixing with angle cleat, grip strip, cadmium plated steel screws including fixing of aluminium hinges 100x63x4 mm etc. complete as per architectural drawing and direction of Engineer-in-Charge (Cost of 'U' beading and hinges will be paid for separately). 25 mm thick |  | Sqm | 1698.1
Wood & PVC Work | 8.129 | Providing and fixing aluminum U beading of required size to prelaminated /flush door shutter including fixing etc. complete as per direction of Engineer-in- charge |  | KG | 548.3
Wood & PVC Work | 8.130 | Providing and fixing, in position concealed G.I. section for wall paneling using board of required thickness fixed on the 'W' profile (0.55mm thick ) having a knurled web of 51.55mm and two flanges of 26mm each with lips of 10.55 mm placed @ 610mm C/C in perimeter channel having one flange of 20mm and another flange of 30mm with thickness of 0.55mm and web of length 27mm. Perimeter channel is fixed on the floor and the ceiling with the nylon sleeves @ 610mm C/C with fully threaded self- tapping drywall screws. Board is fixed to the 'W' profile with 25 mm countersunk ribbed head screws @ 200mm C/C., all complete as per the drawing & directions of engineer-in-charge the joints of the boards are finished with specially formulated jointing compound and 48mm wide jointing tape to provide seamless finish. Tapered edge calcium silicate board made with calcareous & siliceous materials reinforced with cellulose fiber manufactured through autoclaving process to give stable crystalline structure with compressive strength 225 kg/sq.cm, Bending strength 100 Kg/Sq.cm. 10mm thick. Non -asbestos multipurpose cement board reinforced with cellulose fibre manufactured through autoclaving process (high pressure steam cured ) as per IS 14862 non combustible, non ignitable, fire propagation index and surface spread of flame (as per BS 476 part IV,V,VI and VII) moisture, termite & fungus resistant with suitable fibre cement screw. 8 mm thick. Gypsum board conforming to IS: 2095- 1996: Part - I 12.5 mm thick |  | Sqm | 1499
Wood & PVC Work | 8.131 | Providing and fixing Pre -laminated medium density fibre board exterior grade (Grade-I) IS:14587:1998 marked, to frame, backing or studding with screws etc. complete ( Frames, backing or studding to be paid separately). Pre-laminated with decorative lamination on both side exterior Grade - I MDF Board 12 mm thick conforming to IS:14587 Pre-laminated with decorative lamination on both side exterior Grade - I MDF Board 18 mm thick conforming to IS:14587 |  | Sqm | 944.4
Wood & PVC Work | 8.132 | Providing and fixing Pre-laminated medium density fibre board conforming to IS: 14587:1998 marked, with one side decorative lamination and other side balancing lamination Grade-I(exterior grade), in shelves with screws and fittings wherever required, edges to be sealed with PVC edge bending tape 2.00 mm thick of approved brand (fittings to be paid separately). 18 mm thick 25 mm thick |  | Sqm | 1424.28
Wood & PVC Work | 8.133 | Providing and fixing in wall lining medium density fibre board IS: 14587:1998 marked, Pre-laminated with one side decorative lamination and other side balancing lamination, with necessary fixing arrangement and screws etc. all complete. 12 mm thick. 18 mm thick. 25 mm thick |  | Sqm | 1003.2
Wood & PVC Work | 8.134 | Providing and fixing 25mm thick pre-laminated medium density fibre board exterior grade ( Grade-I) IS:14587:1998 marked with one side decorative and other side balancing lamination, for cupboard shutters edges to be sealed with PVC edge bending tape 2.00 mm thick of approved brand, including ISI marked nickel plated bright finishing M.S. piano hinges Conforming to IS:3818 with necessary screw etc. all complete |  | Sqm | 1994.5
Wood & PVC Work | 8.136 | Providing and fixing in position Phenol bonded Bamboowood panelled or panelled and glazed shutter for door,windows clerestory windows with pre - molded 30 mm thick planks in approved colours texture & finish.It shall have 10 mm wide 25 mm deep grove to fit in panels the bamboo wood shall have minimum density of 1000 Kg /cum minimum hardness 1000 Kgf.All styles and rails shall have profiled interlocking system locked in place by bamboo pins all complete as per direction of Engineer in charge (the panelling will be paid for separately ) |  | Sqm | 6827.3
Wood & PVC Work | 8.137 | Providing and fixing in position Phenol bonded Bamboowood panelling of 10 mm thick in 25 to 40 mm thick panelled or panelled and glazed shutter for door,windows clerestory windows in approved colours texture and finish. The bamboo wood planks shall have minimum density of 1000 Kg /cum minimum hardness 1000 Kgf. The panels shall have profiled interlocking system locked in place with bamboo pins all complete as per direction of Engineer in charge (Area of opening for panel inserts excluding portion inside grooves or rebates to be measured) |  | Sqm | 4284.4
Wood & PVC Work | 8.138 | Providing and fixing in position 65 mm thick factory made door frame of phenol bonded Bamboowood (superior class interior use) in approved colours,texture & finish.The bamboo wood shall have minimum density of 1000 Kg /cum, minimum hardness 1000 Kgf.The door frame shall have tenon & mortise interlocking system,to be fixed to the wall with 100 mm size GI Screws all a complete as per direction of Engineer in charge |  | Cum | 315042.7
Wood & PVC Work | 8.139 | Providing and fixing in position wall panelling at all heights with integral densified calcium silicate panels/tiles of size 595 x 595mm, having NRC (Noise Reduction coefficient) of 0.50 (minimum) as per IS 8225:1987, Light reflectance of 85% (minimum). Non combustible as per BS:476 (part-4), fire performance as per BS:476 (part 6 &7), humidity resistance of 100%, thermal conductivity <0.043 W/m K as per ASTM 518:1991, comprising of a frame made from especially fabricated galvanised mild steel sheet 0.50 mm thick pressed section (galvanizing @120 grams per sqm including both sides) i.e.vertical studs of size 48 x 34 x 36 mm are placed at 600mm center to center in a floor and ceiling channel section of size 50 x 32m fixed to the floor and soffit at 600mm centers using 12mm dia,50mm long wedge type expanded zinc alloy dash fastner with 10mm bolt. This same channel is then to be fixed in horiziontal direction at 600mm center to center so as to form a grid of 600mm x 600mm. Glasswool of 50mm thickness is then to be inserted in the slots and finally calcium silicate non combustible panels/tiles are to be screw fixed with self tapping pan head nickel coated mild steel screws of size 13 x 3.2mm on to this grid leaving an even groove of 1 mm between the panels. The joints between the panels are to be duly jointed and finished using recommended jointing calcium silicate based compound and fiber joint tape roll 50mm wide (90 metre )roll and two coats of primer suitable for panelling as per manufacturer's specification as per direction of Engineer-in-Charge all complete |  | Sqm | 3116.1
Wood & PVC Work | 8.140 | Providing and fixing in position wall panelling at all heights with 6 mm thick BWP ply board lapping with 4 mm thick Teak Veneer of approved quality in outer face, decorative teak wood bead (50 x 40 ) at top and skirting (150 x 25), comprising of a frame made from especially fabricated galvanised mild steel sheet 0.50 mm thick pressed section (galvanizing @120 grams per sqm including both sides) i.e.vertical studs of size 48 x 34 x 36 mm are placed at 600mm center to center in a floor and ceiling channel section of size 50 x 32m fixed to the floor and soffit at 600mm centers using 12mm dia,50mm long wedge type expanded zinc alloy dash fastner with 10mm bolt. This same channel is then to be fixed in horiziontal direction at 600mm center to center so as to form a grid of 600mm x 600mm. Glasswool of 50mm thickness is then to be inserted in the slots and finally ply board are to be screw fixed with self tapping pan head nickel coated mild steel screws of size 13 x 3.2mm all complete as per manufacturer's specification as per direction of Engineer-in-Charge all complete |  | Sqm | 4637.5
Wood & PVC Work | 8.141 | Providing and Fixing Channeled Hi Density Fiber Board Wall Panel (woodworks) (WC01C28LUMW) perforated panels of width 128mm, thickness of 15mm and length 2440mm with minimum 830 kg/M³ density substrate with a laminated facing as per the approved shade/species & finish and a melamine balancing layer on the reverse side. The boards shall have a special perforation pattern where the visible surface has a “Helmholtz” fluted perforation of 4mm width and 28 mm visible panel each. The panels shall provide a fire reaction of Class of 1 as per Part 7 of BS 476. The edges of the panels shall be “tongue-and-grooved” to receive special clips for installation. The back of the perforated panel shall have sound absorbing non-woven acoustical fleece having NRC of 0.55. The panels shall be mounted on special aluminium splines using clips. Install wooden battens of section 50 mm x 50 mm or approved by the Architect on the solid wall horizontally using screws and plugs at spacing of 600 mm centre-to-centre. Screw the aluminium-extruded keel for channeled wood works (GTPT001) over the lowest and second wooden batten at an on-centre distance of 600 mm. Install the first set of wooden panels by inserting the clips for border channeled woodworks (GTPT002) and insert the grove of the panel into the projecting flange of the aluminium clip. Continue installing rows of panels by inserting the tongue into the groove of the earlier inserted panel and progressively installing clips for inside channeled woodworks (GTPT003) into the next keel till the actual height is achieved. Use clips for borer channeled woodworks (GTPT002) to finish off the installation. Finish off the edges using wooden moulding of matching colour approved by the Architect, suitably fixed all complete as per drawings and specification and direction of the Engineer-in-Charge |  | Sqm | 4660.8
Wood & PVC Work | 8.142 | Providing wood work in frames of doors, windows, clerestory windows and other frames, wrought framed and fixed in position with one coat of primer: Treated (as per IS 401) rubber Wood (Performance Appraisal Certificate (PAC) issued by TFDPC Ltd) |  | Cum | 109637
Wood & PVC Work | 8.143 | Providing TFDPC Primered High Density Fibre (HDF) based skin door shutters having uniform distribution of PRIMER sprayed by program logic controlled Spray Conveyor Guns to ensure a blemish free uniform polish filled with treated (as per IS 401) rubber wood (Performance Appraisal Certificate (PAC) issued by TFDPC Ltd) including fittings & fixing. 35 mm thick shutters |  | Sqm | 2842
Wood & PVC Work | 8.145 | Providing TFDPC Veneered Moulded High Density Fibre (HDF) based skin door shutters filled with treated(as per IS 401) rubber wood (Performance Appraisal Certificate (PAC) issued by TFDPC Ltd) having varnish of approved colour,texture & finish to ensure a uniform bright polish including fittings & fixing. 35 mm thick shutters |  | Sqm | 4964
Wood & PVC Work | 8.146 | Providing panelled or panelled and glazed shutter for door,windows clerestory windows with 35mm thick Finger jointed edge glued solid treated(as per IS 401) rubber wood (Performance Appraisal Certificate (PAC) issued by TFDPC Ltd) board in approved colours texture & finish including fittings & fixing. 35 mm thick shutters |  | Sqm | 9568
Wood & PVC Work | 8.147 | Providing & fixing in position treated(as per IS 401) rubber wood in wall skirting with finger jointed edge glued solid rubber wood board planks of sizes 12 mm thick, 1900mm length (minimum) and 75mm wide(minimum), in approved colour, texture and finish. The skirting shall be fixed with SS screws & rawl plugs, over underlayment of 25mm x 50mm cross section treated rubber wood structure and (Performance Appraisal Certificate (PAC) issued by TFDPC Ltd). all complete as per direction of the Engineer in-charge |  | Sqm | 4928
Wood & PVC Work | 8.148 | Providing & fixing in position treated (as per IS 401) rubber wood wall cladding at all height with finger jointed edge glued solid rubber wood board planks of sizes 12 mm thick, 1000mm length (minimum) and 100 mm wide (minimum), in approved colour, texture and finish, with necesasary profiled edges fixed with 40mm SS screws 5 nos in each tile to frame work made of treated rubber wood of size 50mmx25mm placed at 500mm (maximum) apart and Performance Appraisal Certificate (PAC) issued by TFDPC Ltd) All complete as per direction of the Engineer in-charge |  | Sqm | 4928
Wood & PVC Work | 8.149 | Providing and fixing fire resistant door frame of section 50 x 60 mm on horizontal side & 35 x 60 mm on vertical sides having built in rebate made out of 1.6 mm thick GI sheet (Zinc coating not less than 120gm/m²) suitable for mounting 120 min Fire Rated Glazed Door Shutters. The frame shall be filled with Mineral wool Insulation having density min 96Kg/m³. The frame will have a provision of G.I. Anchor fastners 14 nos ( 5 each on vertical style & 4 on horizontal style of size M10 x 80 ) suitable for fixing in the opening along with Factory made Template for SS Ball Bearing Hinges of Size 100x89x3mm for fixing of fire rated glazed shutter. The frame shall be finished with a approved fire resistant primer or Powder coating of not less than 30 micron in desired shade as per the directions of Engineer - in- charge. (Cost of SS ball bearing hinges is excluded) |  | Metre | 1904.4
Wood & PVC Work | 8.150 | Providing and fixing 60 mm thick glazed fire resistant door shutters of 120 min Fire Rating confirming to IS:3614 (Part II) or EN1634-1:1999, tested and certified as per laboratory approved by Engineer-in-charge, with suitable mounting on door frame, consisting of vertical styles, top rail & side rail 60 mm x 60 mm wide and bottom rail of 110 mm x 60 mm made out of 1.6mm thick G.I. sheet (zinc coating not less than 120gm/m²) duly filled mineral wool insulation having density min 96 kg/m³ and fixing with necessary stainless steel ball bearing hinges of size 100x89x3mm of approved make, including applying a coat of approved fire resistant primer or powder coating not less than 30 micron etc all complete as per direction of Engineer-in-charge (panelling to be paid for seperately) |  | Sqm | 10352.4
Wood & PVC Work | 8.151 | Providing and fixing non load bearing fixed frame for fire resistant glazed Partition for 120 min Fire Rating, made out to a profile of dimension 60mm x 70 mm of 1.6 mm thick galvanised steel sheet as per test evidence suitable for fixing fire rated glass for 120 min of both integrity & radiation control (EW120) & minimum 15 min of insulation (EI15).The profile has to be fixed to the supporting construction by means of anchor fasteners of size M10 x 80, every 150 mm from the edges and every 500 mm (approx) c/c. Linear meaurement of frame shall be measured for payment. The frame shall be filled with mineral wool insulation of density min 96kg/m³. and finished with a approved fire resistant primer or Powder coating of not less than 30 micron in desired shade as per the directions of Engineer - in- charge |  | Metre | 1904.4
Wood & PVC Work | 8.152 | Providing and fixing glazing in fire resistant door shutters, fixed panels & partitions etc., with G.I. beading made out of 1.6 mm thick G.I. sheet (zinc coating not less than 120 gm/m²) of size 20 x 33 mm screwed with M4 x 38 mm SS screws at distance 75 mm from the edges and 150 mm c/c, including applying a coat of approved fire resistant primer/powder coating of not less than 30 micron on G.I. beading, & special ceramic tape of 5 x 20 mm size etc complete in all respect as per direction of Engineer- in-charge. The glass should be clear, toughened, interlayered, non-wired fire resistant having 11 mm thickness CFDL of approved brand with 120 minutes of fire resistance both integrity & radiation control (EW120) and minimum 15 min of insulation (EI15) and having a sound reduction of ≥37dB and LT of 86%. Glass shall be compliant to class 2(B)2 category of Impact Resistance as per EN 12600. The glass should be manufactured in UL & TUV audited Facility and including UL-EU Certification.The maximum glazing size cannot be more than 1100 mm x 2200 mm (w x h) or 2.42 sq mts in total area. The test report for the complete system (Glazed Door or Partition) will be considered valid only if it contains the stamp and signature of the authorized signatory from the glass manufacturer. (Actual glass size is to be measured at site for payments) |  | Sqm | 42527.8
Wood & PVC Work | 8.153 | Supply & fixing of SS Ball Bearing Hinges of size 100 x 75 x 3mm complete with SS Screws of BB1953 Becker Fire Solution / 3090F DORMA / 8011008 GEZE Make ( 5 Nos. per panel ) (Required For All Doors) as per the directions of Engineer-in-charge |  | Each | 705.1
Wood & PVC Work | 8.154 | Supply & fixing of Slim body Mortise Sash Lock With SS Lever Handle Of Becker Fire Solution / DORMA 952 Series / GEZE Make (Required For Service Room Location Such As AHU, Electrical Rooms Etc.)as per direction of Engineer in Charge |  | Each | 21002.7
Wood & PVC Work | 8.155 | Supply & fixing of door closers of BLC-0408 Becker Fire Solution/ TS-83 DORMA / TS2000 GEZE Make. (Required For All Fire Doors Except Shaft Door)as per direction of Engineer in Charge |  | Each | 10320.2
Wood & PVC Work | 8.156 | Supply & fixing of Stainless Steel 304 grade 300mm Long Tower Bolt of BFBS1930 Becker Fire Solution / 9114306 DORMA/ 8157007 GEZE Make with necessary screws as required in Double Leaf Doors Only |  | Each | 2226.7
Wood & PVC Work | 8.157 | Providing and fixing in position wall panelling at all heights with 12.5 mm thick Perforated Gypsum Board panels/tiles made from plasterboard having glass fibre conforming to IS: 2095 part I, of size 595 x 595mm, having perforation of 9.7x9.7 mm at 19.4 mm c/c with centre borders of 48 mm and the side borders of 30 mm, having NRC (Noise Reduction coefficient) of 0.65 (minimum) as per IS 8225:1987, Light reflectance of 85% (minimum). Non combustible as per BS:476 (part-4), fire performance as per BS:476 (part 6 &7), humidity resistance of 100%, thermal conductivity <0.043 W/m K as per ASTM 518:1991, comprising of a frame made from especially fabricated galvanised mild steel size 48 x 34 x 36 mm are placed at 600mm center to center in a floor and ceiling channel section of size 50 x 32m fixed to the floor and soffit at 600mm centers using 12mm dia,50mm long wedge type expanded zinc alloy dash fastner with 10mm bolt. This same channel is then to be fixed in horiziontal direction at 600mm center to center so as to form a grid of 600mm x 600mm. Resin bonded Glasswool of 24kg/m³ and 50mm thickness is then to be inserted in the slots and finally Gypsum Board non combustible panels/tiles are to be screw fixed with self tapping pan head nickel coated mild steel screws of size 13 x 3.2mm on to this grid leaving an even groove of 1 mm between the panels. The joints between the panels are to be duly jointed and finished using recommended jointing compound and fiber joint tape roll 50mm wide (90 metre) roll and two coats of primer suitable for panelling as per manufacturer's specification as per direction of Engineer-in-Charge all complete |  | Sqm | 2018.1
Wood & PVC Work | 8.158 | Providing and Fixing factory made uPVC door/,window frame, made of uPVC exturded sections, of size 65 mm x 55 mm with wall thickness 2.0 mm (± 0.2 mm), corners of the door frame to be mitred cut and jointed with plastic brackets and stainless steel screws, reinforcing hinge side vertical of the frames with PVC profile of Size 28 mm x 30 mm having wall thickness 2 mm (±0.2 mm), including providing & fixing 3 nos of 125 mm long stainless steel hinges to the frame, fixing the frame with jamb with required number & size of anchor dash fastners, all complete as per manufacturer's specification and direction of Engineer-in-charge |  | Metre | 625.7
Wood & PVC Work | 8.159 | Providing and fixing factory made uPVC white colour casement/casement cum fixed glazed windows comprising of uPVC multi-chambered frame, sash and mullion (where ever required) extruded profiles duly reinforced with 1.60 ± 0.2 mm thick galvanized mild steel section made from roll forming process of required length (shape & size according to uPVC profile), uPVC extruded glazing beads of appropriate dimension, EPDM gasket, stainless steel (SS 304 grade) friction hinges, zinc alloy (white powder coated) casement handles, G.I fasteners 100 x 8 mm size for fixing frame to finished wall, plastic packers, plastic caps and necessary stainless steel screws etc Profile of frame & sash shall be mitred cut and fusion welded at all corners, mullion (if required) shall be also fusion welded including drilling of holes for fixing hardware's and drainage of water etc. After fixing frame the gap between frame and adjacent finished wall shall be filled with weather proof silicon sealant over backer rod of required size and of approved quality, all complete as per approved drawing & direction of Engineer-in-Charge. (Single / double glass panes and silicon sealant shall be paid separately). Variation in profile dimension in higher side shall be accepted but no extra payment on this account shall be made. Note: For uPVC frame, sash and mullion extruded profiles minus 5% tolerancein dimension i.e. in depth & width of profile shall be acceptable. Casement window single panel with S.S. friction hinges (300 x 19 x 1.9 mm), made of (small series) frame 47 x 50 mm & sash 47 x 68 mm both having wall thickness of 1.9 ± 0.2 mm and single glass pane glazing bead of appropriate dimension. (Area of window upto 0.75 sqm.) Casement window double panels with S.S. friction hinges (300 x 19 x 1.9 mm) made of (small series) frame 47 x 50 mm, sash 47 x 68 mm & mullion 47 x 68 mm all having wall thickness of 1.9 ± 0.2 mm and single glazing bead of appropriate dimension. (Area of window above 0.75 sqm upto 1.50 sqm). Casement window double panels with top fixed with S.S. friction hinges (350 x 19 x 1.9 mm) made of (small series) frame 47 x 50 mm, sash 47 x 68 mm & mullion 47 x 68 mm all having wall thickness of 1.9 ± 0.2 mm and single glazing bead of appropriate dimension. ( Area of window upto 2.50 sqm). Casement window single panel with S.S. friction hinges (400 x 19 x 1.9 mm) made of (big eries)frame 67 x 60 mm & sash 67 x 80 mm both having wall thickness of 2.3 ± 0.2 mm and single glazing bead / double glazing bead of appropriate dimension. (Area of window above 0.75 sqm.) Casement window double panels with S.S. friction hinges (350 x 19 x 1.9 mm) made of bigseries)frame 67 x 60 mm & sash / mullion 67 x 80 mm both having wall thickness of 2.3 ± 0.2 mm and single glazing bead/ double glazing bead of appropriate dimension. (Area of window above 1.50 sqm). Casement cum fixed panel window having both end single casement panel,middle fixed panels and at top completely fixed ventilator with S.S friction hinges (350 x 19 x 1.9) made of (big series) frame 67 x 60 mm, sash 67 x 80 mm & mullion 67 x 80 mm all having wall thickness of 2.3 ± 0.2 mm and single glazing bead/double glazing bead of appropriate dimension. (Area of window above 3.00 sqm upto 5.00 sqm). Providing and fixing factory made uPVC white colour fixed glazed windows/ ventilators comprising of uPVC multi-chambered frame and mullion (where ever required) extruded profiles duly reinforced with 1.60 ± 0.2 mm thick galvanized mild steel section made from roll forming process of required length (shape & size according to uPVC profile),, uPVC extruded glazing beads of appropriate dimension, EPDM gasket, G.I fasteners 100 x 8 mm size for fixing frame to finished wall, plastic packers, plastic caps and necessary stainless steel screws etc. Profile of frame shall be mitred cut and fusion welded at all corners, mullion (if required) shall be also fusion welded including drilling of holes for fixing hardware's and drainage of water etc. After fixing frame the gap between frame and adjacent finished wall shall be filled with weather proof silicon sealant over backer rod of required size and of approved quality, all complete as per approved drawing & direction of Engineer-in- Charge. (Single / double glass panes and silicon sealant shall be paid separately). Variation in profile dimension in higher side shall be accepted but no extra payment on this account shall be made Note: For uPVC frame, sash and mullion extruded profiles minus 5% tolerance in dimension i.e. in depth & width of profile shall be acceptable Fixed window / ventilator made of (small series) frame 47 x 50 mm & mullion 47 x 68 mm both having wall thickness of 1.9 ± 0.2 mm and single glazing bead of appropriate dimension. (Area upto 0.75 sqm.) Providing and fixing factory made uPVC white colour casement/ Casement cum fixed glazed door comprising of uPVC multi-chambered frame, sash and mullion (where ever required) extruded profiles duly reinforced with 1.60 ± 0.2 mm thick galvanized mild steel section made from roll forming process of required length (shape & size according to uPVC profile), uPVC extruded glazing beads of appropriate dimension, EPDM gasket, zinc alloy (white powder coated) 3D hinges and one handle on each side of panels along with zinc plated mild steel multi point locking having transmission gear, cylinder with keeps and one side key, G.I fasteners 100 x 8 mm size for fixing frame to finished wall and necessary stainless steel screws, etc. Profile of frame & sash shall be mitred cut and fusion welded at all corners, mullion (if required) shall be also fusion welded including drilling of holes for fixing hardware's and drainage of water etc. After fixing frame the gap between frame and adjacent finished wall shall be filled with weather proof silicon sealent over backer rod of required size and of approved quality, all complete as per approved drawing & direction of Engineer-in-Charge. (Single / double glass panes and silicon sealent shall be paid separately). Variation in profile dimension in higher side shall be accepted but no extra payment on this account shall be made. Note: For uPVC frame, sash and mullion extruded profiles minus 5% tolerance in dimension i.e. in depth & width of profile shall be acceptable. Casement door with 3D hinges made of (big series) frame 67 x 64 mm & sash 67 x 110 mm both having wall thickness of 2.3 ± 0.2 mm and single glazing bead / double glazing bead of appropriate dimension. (Area of door upto 2.00 sqm). Casement door with top hung ventilator with 3D and S.S. friction hinges (400 x 19 x 1.9 mm) made of (big series) frame 67 x 64 mm, sash 67 x 110 mm & mullion 67 x 80 mm all having wall thickness of 2.3 ±. 0.2 mm and single glazing bead / double glazing bead of appropriate dimension.(Area of door upto 2.50 sqm) Providing and fixing factory made uPVC white colour sliding glazed window upto 1.50 m in height dimension comprising of uPVC multi-chambered frame with in-built roller track and sash extruded profiles duly reinforced with 1.60 ± 0.2 mm thick galvanized mild steel section made from roll forming process of required length (shape & size according to uPVC profile), appropriate dimension of uPVC extruded glazing beads and uPVC extruded interlocks, EPDM gasket, wool pile, zinc alloy (white powder coated) touch locks with hook, zinc alloy body with single nylon rollers (weight bearing capacity to be 40 kg), G.I fasteners 100 x 8 mm size for fixing frame to finished wall and necessary stainless steel screws etc. Profile of frame & sash shall be mitred cut and fusion welded at all corners, including drilling of holes for fixing hardware's and drainage of water etc. After fixing frame the gap between frame and adjacent finished wall shall be filled with weather proof silicon sealent over backer rod of required size and of approved quality, all complete as per approved drawing & direction of Engineer-in-Charge. (Single / double glass panes, wire mesh and silicon sealent shall be paid separately). Variation in profile dimension in higher side shall be accepted but no extra payment on this account shall be made. Note: For uPVC frame and sash extruded profiles minus 5% tolerance in dimension i.e. in depth & width of profile shall be acceptable. Two track two panels sliding window made of (small series) frame 52 x 44 mm &sash 32 x 60 mm both having wall thickness of 1.9 ± 0.2 mm and single glazing bead of appropriate dimension. (Area of window upto 1.75 sqm) Three track three panels sliding window with fly proof SS wire mesh (Two nos. glazed & one no. wire mesh panels) made of (small series) frame 92 x 44 mm & sash 32 x 60 mm both having wall thickness of 1.9 ± 0.2 mm and single glazing bead of appropriate dimension (Area of window upto 1.75 sqm). Two track two panels sliding window made of (big series) frame 67 x 50 mm & sash 46 x 62 mm both having wall thickness of 2.3 ± 0.2 mm and single glazing bead / double glazing bead of appropriate dimension. (Area of window above 1.75 sqm upto 2.50 sqm). Three track three panels sliding window with fly proof S.S wire mesh (Two nos. glazed & one no. wire mesh panels) made of (big series) frame 116 x 45 mm & sash 46 x 62 mm both having wall thickness of 2.3 ± 0.2 mm and single glazing bead / double glazing bead of appropriate dimension. (Area of window above 1.75 sqm). Three track three panels sliding window made of (big series) frame 116 x 45 mm & sash 46 x 62 mm both having wall thickness of 2.3 ± 0.2 mm and single glazing bead / double glazing bead of appropriate dimension. (Area of window above 1.75 sqm) Providing and fixing factory made uPVC white colour sliding glazed window above 1.50 m in height dimension comprising of uPVC multi-chambered frame with in-built roller track and sash extruded profiles duly reinforced with 1.60 ± 0.2 mm thick galvanized mild steel section made from roll forming process of required length (shape & size according to uPVC profile), appropriate dimension of uPVC extruded glazing beads, uPVC extruded interlocks and uPVC extruded Inline sash adaptor (if required), EPDM gasket, wool pile, zinc alloy (white powder coated) handle on one side of extreme panel along with zinc plated mild steel multi point locking having transmission gear with keeps, zinc alloy (white powder coated) touch lock with hook (if required for wire mesh panel), stainless steel (SS 304 grade) body with adjustable double nylon rollers (weight bearing capacity to be 120 kg), G.I fasteners 100 x 8 mm size for fixing frame to finished wall and necessary stainless steel screws etc. Profile of frame & sash shall be mitred cut and fusion welded at all corners, including drilling of holes for fixing hardware's and drainage of water etc. After fixing frame the gap between frame and adjacent finished wall shall be filled with weather proof silicon sealent over backer rod of required size and of approved quality, all complete as per approved drawing & direction of Engineer-in-Charge. (Single / double glass panes, wire mesh and silicon sealent shall be paid separately). Variation in profile dimension in higher side shall be accepted but no extra payment on this account shall be made. Note: For uPVC frame and sash extruded profiles minus 5% tolerance in dimension i.e. in depth & width of profile shall be acceptable. Two track two panels sliding window made of (big series) frame 67 x 50 mm & sash 46 x 62 mm both having wall thickness of 2.3 ± 0.2 mm and single glazing bead / double glazing bead of appropriate dimension. (Area of window above 2.50 sqm upto 4.00 sqm.) Two track four panels sliding window made of (big series) frame 67 x 50 mm & sash 46 x 62 mm both having wall thickness of 2.3 ± 0.2 mm and single glazing bead / double glazing bead of appropriate dimension. (Area of window above 4.00 sqm upto 8.00 sqm). Providing and fixing factory made uPVC white colour sliding glazed door comprising of uPVC multi- chambered frame with in-built roller track and sash extruded profiles duly reinforced with 1.60 ± 0.2 mm thick galvanized mild steel section made from roll forming process of required length (shape & size according to uPVC profile), appropriate dimension uPVC extruded glazing beads, uPVC extruded interlock and uPVC extruded Inline sash adaptor (if required), EPDM gasket, wool pile, zinc alloy (white powder coated)handle with key on one side of extreme panels along with zinc plated mild steel multi point locking having transmission gear with keeps, zinc alloy (white powder coated) cresent lock (if required), stainless steel (SS 304 grade) body with adjustable double nylon rollers (weight bearing capacity to be 120 kg), G.I fasteners 100 x 8mm size for fixing frame to finished wall and necessary stainless steel screws etc. Profile of frame & sash shall be mitred cut and fusion welded at all corners, including drilling of holes for fixing hardware's and drainage of water etc. After fixing frame the gap between frame and adjacent finished wall shall be filled with weather proof silicon sealent over backer rod of required size and of approved quality, all complete as per approved drawing & direction of Engineer-in-Charge. (Single / double glass panes, wire mesh and silicon sealent shall be paid separately). Variation in profile dimension in higher side shall be accepted but no extra payment on this account shall be made. Note: For uPVC frame and sash extruded profiles minus 5% tolerance in dimension i.e. in depth & width of profile shall be acceptable. Two track two panels sliding door made of (big series) frame 67 x 50 mm & sash 46 x 82 mm both having wall thickness of 2.3 ± 0.2 mm and single glazing bead/double glazing bead of appropriate dimension. (Area of door above 2.00 sqm upto 5.00 sqm) Two track four panels sliding door made of (big series) frame 67 x 50 mm & sash 46 x 82 mm both having wall thickness of 2.3 ± 0.2 mm and single glazing bead/double glazing bead of appropriate dimension. (Area of door above 8.00 sqm upto 10.00 sqm). Three track three panels sliding door made of (big series) frame 116 x 45 mm & sash 46 x 82 mm both having wall thickness of 2.3 ± 0.2 mm and single glazing bead/ double glazing bead of appropriate dimension. (Area of door above 5.00 sqm) Three track three panels sliding door with fly proof S.S wire mesh (Two nos. glazed & one no. wire mesh panels) made of (big series) frame 116 x 45 mm & sash 46 x 82 mm both having wall thickness of 2.3 ± 0.2 mm and single glazing bead / double glazing bead of appropriate dimension. (Area of door above 2.00 sqm upto 5.00 sqm) |  | Sqm | 10481.2
Wood & PVC Work | 8.16 | Providing and fixing stainless steel (SS-304 grade) friction hinges to the side/ top hung uPVC windows, of approved quality, with necessary stainless steel screws etc. as per direction of Engineer-in-charge. 200x19x1.9 mm 250 x 19 x 1.9 mm 300 x 19 x 1.9 mm 350 x 19 x 1.9 mm 400 x 19 x 1.9 mm |  | Each | 347.5
Wood & PVC Work | 8.161 | Providing and fixing casement handle made of zinc alloyed (white powder coated) for uPVC casement window with necessary screws etc. complete |  | Each | 210.5
Wood & PVC Work | 8.162 | Providing and fixing zinc alloyed (white powder coated) touch lock for uPVC sliding window with necessary screws etc. complete |  | Each | 187.2
Wood & PVC Work | 8.163 | Providing and fixing steel roller for uPVC sliding window with necessary screws etc. complete |  | Each | 103.2
Wood & PVC Work | 8.164 | Providing and fixing steel roller for uPVC sliding door with necessary screws etc. complete |  | Each | 173
Wood & PVC Work | 8.165 | Providing and fixing steel (white power coated) crescent lock for uPVC sliding window/ door with necessary screws etc. complete |  | Each | 181.5
Wood & PVC Work | 8.167 | Providing and fixing panelling or paneling and glazing in panelled or panelled and glazed shutters for doors, windows and clerestory windows ( area of opening for panel inserts excluding portion inside grooves or rebated to be measured). Panelling for panelled and glazed shutters 25mm to 40mm thick: Pre-laminated with decorative lamination on both side exterior Grade - I MDF Board 12 mm thick confirming to IS:14587 |  | Sqm | 1535.3
Wood & PVC Work | 8.168 | Providing and fixing Pre -laminated medium density fibre board exterior grade (Grade-I) IS:14587:1998 marked, to frame, backing or studding with screws etc. complete ( Frames, backing or studding to be paid separately). Pre-laminated with decorative lamination on both side exterior Grade - I MDF Board 12 mm thick confirming to IS:14587 Pre-laminated with decorative lamination on both side exterior Grade - I MDF Board 18 mm thick confirming to IS:14587 |  | Sqm | 944.1
Wood & PVC Work | 8.169 | Providing and fixing Pre-laminated medium density fibre board IS: 14587:1998 marked, with one side decorative lamination other side balancing lamination Grade-I(exterior grade) in shelves with screws and fittings wherever required, edges to be sealed with PVC edge bending tape 2.00 mm thick of approved brand (fittings to be paid separately). Pre-laminated with decorative lamination one side and other side balancing lamination exterior Grade - I MDF Board 18 mm thick confirming to IS:14587 Pre-laminated with decorative lamination one side and other side balancing lamination exterior Grade - I MDF Board 25 mm thick confirming to IS:14587 |  | Sqm | 1347
Wood & PVC Work | 8.17 | Providing and fixing in wall lining medium density fibre board IS: 14587:1998 marked, Pre-laminated one side decorative lamination and other side balancing lamination, with necessary fixing arrangement and screws etc. complete. 12 mm thick. 18 mm thick. 25 mm thick |  | Sqm | 1110.9
Wood & PVC Work | 8.171 | Providing and fixing 25mm thick pre-laminated medium density fibre board exterior grade ( Grade-I) IS:14587:1998 marked with one side decorative and other side balancing lamination for cupboard shutters edges to be sealed with PVC edge bending tape 2.00 mm thick of approved brand including ISI marked nickel plated bright finishing M.S. piano hinges conforming to IS:3818 marked with necessary screw etc all complete |  | Sqm | 2008.5
Wood & PVC Work | 8.173 | Providing and fixing glazing in fire resistant door shutters, fixed panels & partitions etc., with G.I. beading made out of 1.6 mm thick G.I. sheet (zinc coating not less than 120 gm/sqm) of size 20 x 33 mm screwed with M4 x 38 mm SS screws at distance 75 mm from the edges and 150 sqm c/c, including applying a coat of approved fire resistant primer/powder coating of not less than 30 micron on G.I. beading, & special ceramic tape of 5 x 20 mm size etc complete in all respect as per NBC 2016, IS 16231 (Part 3):2016 and as per direction of Engineer-in- Charge with glass of required thickness having 120 minutes of fire resistance both integrity & radiation control (EW120) and minimum 20 minutes of insulation (EI20). The manufacturer have to give test report/ certification of fire glass and the glass should have the stamp showing the value of E, EW & EI. The glass shall be tested in approved NABL accredited lab or by any other accreditation body which operates in accordance with ISO/IEC 17011 and accredits labs as per ISO/IEC 17025 for testing and calibration scopes shall be eligible. The maximum glazing size shall not be more than 1100 x 2200 mm (w x h) or 2.42 sqm |  | Sqm | 46163.4
Wood & PVC Work | 8.174 | Providing and fixing bright /matt finished Stainless Steel handles of approved quality & make with necessary screws etc all complete. 125 mm 100 mm 75 mm |  | Each | 113.1
Wood & PVC Work | 8.175 | Providing and fixing 18mm thick both sides Pre- laminated cement bonded wood particle board as per IS: 15786:2008 of approved brand and shade with suitable full threaded steel screws etc. in partitions, boxes, shelves, racks and cupboard, kitchen cabinet under kitchen counter etc. all complete as per direction of Engineer-in-charge (Note: Fittings to be paid separately). 18 mm thick |  | Sqm | 1277.9
Wood & PVC Work | 8.176 | Providing and fixing 6mm thick both sides Pre- laminated cement bonded wood particle board as per IS: 15786:2008 of approved brand and shade with suitable full threaded steel screws etc. on the backing of racks, drawer, cupboard, kitchen cabinet under kitchen counter etc. all complete as per direction of Engineer-incharge |  | Sqm | 923.2
Wood & PVC Work | 8.177 | Providing and fixing cupboard shutter with 19mm thick one side decorative and other side balancing lamination factory pressed BWP grade marine ply as per IS 710 of approved brand including 2mm thick PVC edge banding tape with hot glue by edge bending machine etc. with auto closing spring loaded hinges (hydraulic type) etc. complete as per direction of Engineer-in-charge.(Payment of providing and fixing auto closing hinges shall be paid separately) |  | Sqm | 2795.5
Wood & PVC Work | 8.178 | Providing and fixing 19mm thick both side balancing lamination factory pressed BWP grade marine ply as per IS 710 of approved brand boxes, shelves, racks, almirah, cupboard and drawer etc. including necessary nails,screws etc. complete as per direction of Engineer-in-charge |  | Sqm | 2576
Wood & PVC Work | 8.179 | Providing and fixing stainless steel fancy handle of approved make fixed with SS screws etc. complete as per direction of Engineer-in-charge. 200 mm |  | Each | 173.9
Wood & PVC Work | 8.18 | Providing and fixing stainless steel soft closing spring hinges at 0 degree hinges (hydraulic type) of approved make/brand to cupboard shutters with full threaded steel screws including making necessary recess in board and finished etc. complete as per direction of Engineer-in-charge |  | Each | 258.9
Wood & PVC Work | 8.182 | Providing and fixing ready made 304 grade stainless steel Modular kitchen basket and accessories such as right angle basket (Plain Cup & Saucer, plant, Partition, Bottle rack, Thali, Cutlery) kitchen utensil basket, Dinner set basket, kitchen grain basket, Multipurpose basket as per site requirement including finishing (wherever required) and fittings. The same shall be fixed with necessary stainless steel nuts & bolts, Stainless Steel screws & telescopic channel etc. as per direction of Engineer-in-charge. (For payment purpose only weight of Stainless steel basket shall be considered excluding weight of all fixing accessories such as nuts, bolts, fasteners telescopic basket channels etc. Payment of providing and fixing telescopic channel shall be paid separately) |  | KG | 464.7
Wood & PVC Work | 8.183 | Providing and fixing 2mm thick 16 to 19mm wide PVC edge binding tape of approved quality for cupboard/wardrobe shutters including necessary synthetic resin hot pressed to edges on binding machine etc. complete as per directions of Engineer- in- charge |  | Metre | 41.4
Wood & PVC Work | 8.184 | Providing and fixing factory made solid Foam uPVC profile for kitchen cabinet frame (45 x 20 mm) of approved shade, quality and make. The profile shall be laminated on both sides, made from rigid foam sheets (Single extruded) having density 600 Kg/cum and the exposed edges sealed with PVC edge beading of same shade and colour. The frame shall be fire retardent with necessary screw holding capacity. Frame shall be fixed to wall using Expendable Fastner with necesary stainless steel screws, all complete as per direction of Engineer- incharge |  | Metre | 420.2
Wood & PVC Work | 8.185 | Providing and fixing factory made Kitchen Cabinet Shutter/Partition 20 mm nominal thickness of approved shade, quality and make, made from rigid foam sheets (Single extruded) having density 600 Kg/cum and laminated on both side by laminate Sheet/PVC foil lamination. The exposed edges shall be sealed with PVC edge beading of same shade and colour. The shutter shall be fire retardent having necessary screw holding capacity. Shutter shall be fixed to frame using approved hinges with necessary stainless steel screws, all complete as per direction of Engineer-in-charge |  | Sqm | 4828.3
Wood & PVC Work | 8.186 | Providing and fixing concealed hinge of approved quality for 19-20mm thick door with stainless steel screws complete Bandhani Blacksmith 1st class Blacksmith 2nd class Beldar Fitter (grade 1) Mason (brick layer) 1st class Mason (brick layer) 2nd class Belder skilled Glazier Bright finished or black enameled mild steel butt hinges 100x58x1.90 mm Pulley 25 mm dia Rolling shutter made of 80x1.25 mm machine rolled laths Top cover for rolling shutters 1.25 mm thick 275 mm long wire spring grade no 2 for rolling shutters Ball bearing for rolling shutters Extra for mechanical devices chain and cranked operation for operating rolling shutters: exceeding 10.00 sq.m and up to 16.80 sq.m area of door Extra for mechanical devices chain and cranked operation for operating rolling shutters: exceeding 16.80 sq.m area of door Mild steel round bar 12 mm dia and below Mild steel round bar above 12 mm dia Structural steel such as tees, angles channels and R.S. joists Flats up to 10 mm in thickness Flats exceeding 10 mm in thickness Mild steel plates Mild steel sheets for tanks Mild steel hooks Mild steel rivets Bolts and nuts up to 300 mm in length Bolts and nuts above 300 mm in length Iron pintels including welded pin Welding by gas plant in/c wages for welder Welding by electric plant in/c wages for welder 20 mm dia holding down bolts Mild steel sheets with bolts and nuts to rest on pintels G.I. pipes 40 mm dia Mild steel tubes hot finished welded type Mild steel tubes hot finished seamless type Mild steel tubes electric resistant or induction butt welded Circular C.I. Box for ceiling fan Pulley 40 mm dia Rolling shutters made of 80x0.90 mm machine rolled laths Rolling shutters made of 80x1.2 mm machine rolled laths Top cover of Rolling shutters 0.90 mm thick Top cover of Rolling shutters 1.20 mm thick Extra for providing grilled rolling shutters with 8 mm dia M.S. rod instead of laths Carbon Steel galvanised dash fastner (min 5 micron) of 10 mm dia double threaded 6.8 grade counter sunk head screw comprising of 10 mm dia polyamide PA 6 grade sleave. Size 10mm x 60mm Carben Steel galvanised dash fastner (min 5 micron) of 10 mm dia double threaded 6.8 grade counter sunk head screw comprising of 10 mm dia polyamide PA 6 grade sleave. Size 10mm x 80mm Carben Steel galvanised dash fastner (min 5 micron) of 10 mm dia double threaded 6.8 grade counter sunk head screw comprising of 10 mm dia polyamide PA 6 grade sleave. Size 10mm x 120mm Carben Steel galvanised dash fastner (min 5 micron) of 10 mm dia double threaded 6.8 grade counter sunk head screw comprising of 10 mm dia polyamide PA 6 grade sleave. Size 10mm x 140mm Carben Steel galvanised dash fastner (min 5 micron) of 10 mm dia double threaded 6.8 grade counter sunk head screw comprising of 10 mm dia polyamide PA 6 grade sleave. Size 10mm x 160mm Stainless steel (Grade-304) hollow section round/square tubes Stainless steel bolts/square bar and plates Galvanised wire mesh of average width of aperture 1.4 mm and nominal dia. of wire 0.63 mm Stainless steel wire guage (Grade-304) aperture 1.4mm and 0.50 mm dia wire Float glass sheet of nominal thickness 4 mm (weight not less than 10kg/sqm). Float glass sheet of nominal thickness 5.5 mm.(weight not less than 13.50 kg/sqm Steel beading size 10 x 10 x 1.6 mm (box type) Structural hollow steel section conforming to IS: 4923, Grade: Yst 310 or Circular Section conforming to IS: 1161, Grade: Yst 310 Structural steel section confirming to IS 2062 - 1999 grade B Fe 410, normalized control cooled, yield strength + 250 MPa as per latest IS Code High strength friction grip bolts (HSFG bolts ) of class / grade EN 8 Carriage: Steel Carriage: G.I. pipes below 100 mm dia |  | Each | 127.4
Steel Work | 9.1 | Providing structural steel work in single section fixed with or without connecting plate including cutting, hoisting, fixing in position and applying a priming coat of approved steel primer all complete as required |  | KG | 107.2
Steel Work | 9.2 | Providing structural steel work riveted, bolted or welded in built up sections, trusses and framed work, including cutting, hoisting, fixing in position and applying a priming coat of approved steel primer all complete as required |  | KG | 109.6
Steel Work | 9.3 | Providing and fixing in position collapsible steel shutters with vertical channels 20x10x2mm at 100 mm centre to centre and braced with flat iron diagonals 20x5mm size with top and bottom rail of T-iron 40x40x6mm with 40mm dia. steel pulleys & with riveted bolts, nuts, locking arrangement, stoppers, handles, hold fast /anchor bolt including embedding in cement concrete of required grade for fixing in position, all necessary fittings, including applying a priming coat of approved steel primer etc. complete as required |  | Sqm | 8166.8
Steel Work | 9.4 | Providing and fixing in position 1mm thick M.S. sheet sliding-shutters with frame and diagonal braces of 40x40x6mm angle iron and 3mm M.S. gusset plates at the junction and corners 25mm dia pulley, 40x40x6mm angle and T-iron guide sufficiently long at the top and bottom respectively, channels & with bolts, nuts, rivets, locking arrangement, stoppers, handles, hold fast including embedding in cement concrete of required grade for fixing in position, all necessary fittings, including applying a priming coat of approved steel primer etc. complete as required |  | Sqm | 5617.5
Steel Work | 9.5.1 | Providing and fixing 1mm thick M.S. sheet door with frame of 40x40x6mm angle iron and 3mm M.S. gusset plates at the junctions and corners, & with cleats with bolts & nuts, rivets, locking arrangement, handles, hooks & eyes, pinlets including embedding in cement concrete of required grade for fixing in position, all necessary fittings, including applying a priming coat of approved steel primer etc. complete as required | Using M.S. angels 40x40x6 mm for diagonal braces | Sqm | 4711.7
Steel Work | 9.5.2 | Providing and fixing 1mm thick M.S. sheet door with frame of 40x40x6mm angle iron and 3mm M.S. gusset plates at the junctions and corners, & with cleats with bolts & nuts, rivets, locking arrangement, handles, hooks & eyes, pinlets including embedding in cement concrete of required grade for fixing in position, all necessary fittings, including applying a priming coat of approved steel primer etc. complete as required | Using flats 30x6mm for diagonal braces and central cross piece | Sqm | 4486.4
Steel Work | 9.6.1 | Supplying and fixing rolling shutters of approved make, made of required size M.S. laths interlocked together through their entire length and jointed together at the end by end locks mounted on specially designed pipe shaft with brackets, side guides and arrangements for inside and outside locking with push and pull operation complete including the cost of providing and fixing necessary 275mm long wire springs grade No.2 and M.S. top cover of required thickness for rolling shutters & with handles, hold fast including embedding in cement concrete of required grade required for fixing in position, all necessary fittings, including applying of approved steel primer etc. complete as required | 80xl.25mm M.S. laths with 1.25 mm thick top cover | Sqm | 3669.3
Steel Work | 9.6.2 | Supplying and fixing rolling shutters of approved make, made of required size M.S. laths interlocked together through their entire length and jointed together at the end by end locks mounted on specially designed pipe shaft with brackets, side guides and arrangements for inside and outside locking with push and pull operation complete including the cost of providing and fixing necessary 275mm long wire springs grade No.2 and M.S. top cover of required thickness for rolling shutters & with handles, hold fast including embedding in cement concrete of required grade required for fixing in position, all necessary fittings, including applying of approved steel primer etc. complete as required | 80x1.20 mm M.S. laths with 1.20 mm thick top cover | Sqm | 3095.5
Steel Work | 9.6.3 | Supplying and fixing rolling shutters of approved make, made of required size M.S. laths interlocked together through their entire length and jointed together at the end by end locks mounted on specially designed pipe shaft with brackets, side guides and arrangements for inside and outside locking with push and pull operation complete including the cost of providing and fixing necessary 275mm long wire springs grade No.2 and M.S. top cover of required thickness for rolling shutters & with handles, hold fast including embedding in cement concrete of required grade required for fixing in position, all necessary fittings, including applying of approved steel primer etc. complete as required | 80x0.90 mm M.S. laths with 0.90 mm thick top cover | Sqm | 2943.8
Steel Work | 9.7 | Providing and fixing ball bearing for rolling shutters (exceeding 10 sqm area) of approved make complete as required |  | Each | 629.2
Steel Work | 9.8.1 | Extra for providing & fixing mechanical device chain and crank operation for operating rolling shutters of approved make complete as required | Exceeding 10.00 sqm and upto 16.80 sqm in the area | Sqm | 1231.3
Steel Work | 9.8.2 | Extra for providing & fixing mechanical device chain and crank operation for operating rolling shutters of approved make complete as required | Exceeding 16.80 sqm in area | Sqm | 1236.1
Steel Work | 9.9 | Extra for providing & fixing grilled rolling shutters manufactured out of 8 mm dia. M.S. plain bar instead of laths as per design approved by Engineer-in-charge (area of grill to be measured) complete as required |  | Sqm | 1173.7
Steel Work | 9.10.1 | Providing and fixing T-iron frames for doors, windows and ventilators of mild steel Tee-sections, joints mitred and welded, including fixing of necessary butt hinges and screws and applying a priming coat of approved steel primer | Fixing with 15x3 mm lugs 10 cm long embedded in cement concrete block 15x10x10 cm of C.C. 1:3:6 (1 Cement: 3 coarse sand: 6 graded stone aggregate 20 mm nominal size) | KG | 136.6
Steel Work | 9.10.2 | Providing and fixing T-iron frames for doors, windows and ventilators of mild steel Tee-sections, joints mitred and welded, including fixing of necessary butt hinges and screws and applying a priming coat of approved steel primer | Fixing with carbon steel galvanised dash fastener of required dia and size (to be paid for separately) | KG | 129.8
Steel Work | 9.11 | Providing and fixing angle iron frames for doors, windows and ventilators of mild steel Angle sections of size 35x35x5 mm, joints mitred and welded by angle iron 35x35x5 mm or 35x 5 mm flat pieces to the existing T- iron frame or to the wall with dash fastener, including fixing of necessary butt hinges and screws and applying a priming coat of approved steel primer, all complete as per the direction of Engineer-in-Charge |  | KG | 117.4
Steel Work | 9.12.1 | Steel work in built up tubular (round, square or rectangular hollow tubes etc.) trusses etc., including cutting, hoisting, fixing in position and applying a priming coat of approved steel primer, including welding and bolted with special shaped washers etc. complete | Hot finished welded type tubes | KG | 146.2
Steel Work | 9.12.2 | Steel work in built up tubular (round, square or rectangular hollow tubes etc.) trusses etc., including cutting, hoisting, fixing in position and applying a priming coat of approved steel primer, including welding and bolted with special shaped washers etc. complete | Hot finished seamless type tubes | KG | 161.1
Steel Work | 9.12.3 | Steel work in built up tubular (round, square or rectangular hollow tubes etc.) trusses etc., including cutting, hoisting, fixing in position and applying a priming coat of approved steel primer, including welding and bolted with special shaped washers etc. complete | Electric resistance or induction butt welded tubes | KG | 143.2
Steel Work | 9.13 | Providing and fixing fan clamp type-I of 16 mm dia M.S. bar bent to shape with hooked ends in R.C.C. slabs during laying including painting the exposed portion of loop, all as per standard design complete |  | Each | 192.8
Steel Work | 9.14 | Providing and fixing circular/ Hexagonal cast iron or M.S. sheet box for ceiling fan clamp of internal dia 140mm, 73mm height, top lid of 1.5mm thick M.S. sheet with its top surface hacked for proper bonding, top lid shall be screwed into the cast iron/ M.S. sheet box by means of 3.3mm dia. round headed screws, one lock at the corners. Clamp shall be made of 12mm dia M.S. bar bent to shape, including painting the exposed portion as per standard drawing complete as required (provided incase of low ceiling height) |  | Each | 193.6
Steel Work | 9.15.1 | Steel work welded in built up section/framed work including cutting, hoisting, fixing in position and applying a priming coat of approved steel primer using steel etc. complete as required | In stringers, treads, landing etc. of stair cases including use of chequered plate wherever required, all complete | KG | 121.8
Steel Work | 9.15.2 | Steel work welded in built up section/framed work including cutting, hoisting, fixing in position and applying a priming coat of approved steel primer using steel etc. complete as required | In grating, frames, guard bar, railing, brackets, gates and similar works, all complete | KG | 142.3
Steel Work | 9.16.1 | Providing and fixing hand rail using structural steel etc. of approved size by welding etc. to steel ladder railing, balcony railing and staircase railing etc. including cutting, hoisting, fixing in position and applying a priming coat of approved steel primer complete as required | M.S. tube | KG | 148.9
Steel Work | 9.16.2 | Providing and fixing hand rail using structural steel etc. of approved size by welding etc. to steel ladder railing, balcony railing and staircase railing etc. including cutting, hoisting, fixing in position and applying a priming coat of approved steel primer complete as required | E.R.W. tubes | KG | 151.5
Steel Work | 9.16.3 | Providing and fixing hand rail using structural steel etc. of approved size by welding etc. to steel ladder railing, balcony railing and staircase railing etc. including cutting, hoisting, fixing in position and applying a priming coat of approved steel primer complete as required | G.I.pipes | KG | 173
Steel Work | 9.17 | Providing and fixing M.S. round holding down bolts with nuts and wahser plates complete as per standard design |  | KG | 103.9
Steel Work | 9.19 | Providing and fixing M.S. rivets of sizes in position complete as per standard design |  | KG | 210.4
Steel Work | 9.21.1 | Providing and fixing carbon steel galvanised (minimum coating 5 micron) dash fastener of 10 mm dia double threaded 6.8 grade (yield strength 480 N/mm2), counter sunk head, comprising of 10 m dia polyamide PA 6 grade sleeve, including drilling of hole in frame, concrete/ masonry, etc. as per direction of Engineer-in-charge | 10 x 60 mm | Each | 100.1
Steel Work | 9.21.2 | Providing and fixing carbon steel galvanised (minimum coating 5 micron) dash fastener of 10 mm dia double threaded 6.8 grade (yield strength 480 N/mm2), counter sunk head, comprising of 10 m dia polyamide PA 6 grade sleeve, including drilling of hole in frame, concrete/ masonry, etc. as per direction of Engineer-in-charge | 10 x 80 mm | Each | 107.9
Steel Work | 9.21.3 | Providing and fixing carbon steel galvanised (minimum coating 5 micron) dash fastener of 10 mm dia double threaded 6.8 grade (yield strength 480 N/mm2), counter sunk head, comprising of 10 m dia polyamide PA 6 grade sleeve, including drilling of hole in frame, concrete/ masonry, etc. as per direction of Engineer-in-charge | 10 x 120 mm | Each | 129.5
Steel Work | 9.21.4 | Providing and fixing carbon steel galvanised (minimum coating 5 micron) dash fastener of 10 mm dia double threaded 6.8 grade (yield strength 480 N/mm2), counter sunk head, comprising of 10 m dia polyamide PA 6 grade sleeve, including drilling of hole in frame, concrete/ masonry, etc. as per direction of Engineer-in-charge | 10 x 140 mm | Each | 143.7
Steel Work | 9.21.5 | Providing and fixing carbon steel galvanised (minimum coating 5 micron) dash fastener of 10 mm dia double threaded 6.8 grade (yield strength 480 N/mm2), counter sunk head, comprising of 10 m dia polyamide PA 6 grade sleeve, including drilling of hole in frame, concrete/ masonry, etc. as per direction of Engineer-in-charge | 10 x 160 mm | Each | 174.5
Steel Work | 9.22 | Providing and fixing stainless steel (Grade 304) railing made of Hollow tubes, channels, plates etc., including welding, grinding, buffing, polishing and making curvature (wherever required) and fitting the same with necessary stainless steel nuts and bolts complete, including fixing the railing with necessary accessories & stainless steel dash fasteners, stainless steel bolts etc., of required size, on the top of the floor or the side of waist slab with suitable arrangement as per approval of Engineer-in-charge, (for payment purpose only weight of stainless steel members shall be considered excluding fixing accessories such as nuts, bolts, fasteners etc.) |  | KG | 695.8
Steel Work | 9.23.1 | Providing & fixing fly proof wire gauze to windows, clerestory windows & doors with M.S. Flat 15x3 mm and nuts & bolts complete | Galvanised M.S. Wire gauze with 0.63 mm dia wire and 1.4 mm aperture on both sides | Sqm | 782.6
Steel Work | 9.23.2 | Providing & fixing fly proof wire gauze to windows, clerestory windows & doors with M.S. Flat 15x3 mm and nuts & bolts complete | Stainless steel (grade 304) wire gauze of 0.5 mm dia wire and 1.4 mm aperture on both sides | Sqm | 1148
Steel Work | 9.24.1 | Providing & fixing glass panes with putty and glazing clips in steel doors, windows, clerestory windows, all complete with | 4.0 mm thick glass panes | Sqm | 1326.9
Steel Work | 9.24.2 | Providing & fixing glass panes with putty and glazing clips in steel doors, windows, clerestory windows, all complete with | 5.5 mm thick glass panes | Sqm | 1671.5
Steel Work | 9.25 | Extra for providing and fixing steel beading of size 10 x 10 x 1.6 mm (box type), approved shape and section with screws instead of glazing clips and metal sash putty, in steel doors, windows, ventilators and composite units |  | Metre | 60.9
Steel Work | 9.26 | Providing, fabricating, transporting, assembling and erection in position of Steel members for steel colunms, built up beams using structural tubular sections (round, square or rectangular hollow tubes etc. confirming to IS 4923 / IS 1161, Yield strength 310 MPa as per latest IS Code) to the required profile & shape as called for as per the drawing & specifications and of approved make including the shear connectors /studs and fusion weld to top of horizontal member. This item also includes prepration of shop drawings and their approval, necessary templates, adequate temporary supports, scaffolding & staging, all cutting, grinding, sliding & all labour tools, plants & equipments & operations etc. required to complete the job as per drawing & specification. Every precaution to be taken to prevent rusting of sections. This item also includes all test on materials & welded fabricated parts as per specification and direction of Engineer - in - Charge. Temporary bolts & nuts ( grade EN 8 ) to be used during assembling & shall be removed before site erection. All site erection bolts shall be HSFG type only. The item to include cost of sand blasting on materials, application of primer and epoxy paint in internal & external in fabrication shop & final painting on site including all touch up works after erection as per technical specification. Scope of work includes: i) Design & fabrication of any additional temporary structure including all type of lifting brackets, supporting brackets,which will be required for transportion & erection in position / launching of fabrication part or complete element in position. ii) Making provision & arrangement for required opening / inserts for fixing lights fixtures & funning cable conduits. iii) All incidentials labour, equipement & plants required to execute & complete the job from fabrication to erection at final position as per drawing, specification & direction of Engineer - in - Charge. iv) Cleaning & removing of all spoil, temporary arrangementa for casting of deck slab/roofing. v) All safety measures required to execute & complete the work. vi) Procurement of all materials from approved manufactures & fabrication. Complete methodology for structural steel work, Name of workshop for fabrication works, Testing facilities & erection procedures etc.to be intimated for approval of Engineer - in - Charge. vii) The provision of temporary bearing / sand jacks for supporting steel members during erection. viii) Provision of stability during erection against wind load or any other type of loading on structural steel members during erection. ix) Measurement shall be only for structural steel which is erected & is part of permanent structure & paid as per approved shop drawings. All wastages, temporary works, Jigs, temporary assembly bolts etc. are deemed to be included in rates. No allowence or increse in weight for welding, nuts & bolts etc will be applicable |  | KG | 161.4
Steel Work | 9.27 | Providing, fabricating, transporting, assembling and erection in position of Steel members for steel colunms, built up beams using structural tubular sections (confirming to IS 2062 -1999 grade B Fe 410, normalized control cooled, yield strength + 250 MPa as per latest IS Code) to the required profile & shape as called for as per the drawing & specifications and of approved make including the shear connectors /studs and fusion weld to top of horizontal member. This item also includes prepration of shop drawings and their approval, necessary templates, adequate temporary supports, scaffolding & staging, all cutting, grinding, sliding & all labour tools, plants & equipments & operations etc. required to complete the job as per drawing & specification. Every precaution to be taken to prevent rusting of sections. This item also includes all test on materials & welded fabricated parts as per specification and direction of Engineer - in - Charge. Temporary bolts & nuts ( grade EN 8 ) to be used during assembling & shall be removed before site erection. All site erection bolts shall be HSFG type only. The item to include cost of sand blasting on materials, application of primer and epoxy paint in internal & external in fabrication shop & final painting on site including all touch up works after erection as per technical specification. Scope of work includes: i) Design & fabrication of any additional temporary structure including all type of lifting brackets, supporting brackets,which will be required for transportion & erection in position / launching of fabrication part or complete element in position. ii) Making provision & arrangement for required opening / inserts for fixing lights fixtures & funning cable conduits. iii) All incidentials labour, equipement & plants required to execute & complete the job from fabrication to erection at final position as per drawing, specification & direction of Engineer - in - Charge. iv) Cleaning & removing of all spoil, temporary arrangementa for casting of deck slab/roofing. v) All safety measures required to execute & complete the work. vi) Procurement of all materials from approved manufactures & fabrication. Complete methodology for structural steel work, Name of workshop for fabrication works, Testing facilities & erection procedures etc.to be intimated for approval of Engineer - in - Charge. vii) The provision of temporary bearing / sand jacks for supporting steel members during erection. viii) Provision of stability during erection against wind load or any other type of loading on structural steel members during erection. ix) Measurement shall be only for structural steel which is erected & is part of permanent structure & paid as per approved shop drawings. All wastages, temporary works, Jigs, temporary assembly bolts etc. are deemed to be included in rates. No allowence or increse in weight for welding, nuts & bolts etc will be applicable |  | KG | 142.7
Steel Work | 9.28 | Providing testing & tigthtening of high strength friction grip bolts (HSFG bolts ) of class / grade EN 8 up to proof load as per IS 4000, including required threading, using automatic calibrated torque wrench at all locations & all heights and their compitable nuts & washers all complete required to execute the job. All HSFG bolts, nuts & washers confirming to IS 1367, IS 6610 & IS 4000 shall be used. The measurement shall be made for complete assembly of bolt, nut & compitable washers used in permanent works. Hire charges of Concrete Mixer 0.25 to 0.40 cum with hooper Machine for rubbing of floors Beldar Bhisti/ Waterman Blaksmith 2nd class Carpenter 1st class Carpenter 2nd class Coolie Driver (for Road Roller, Concrete Mixer, Truck etc.) Fitter (grade 1) Foreman Mason (average) Mason (brick layer) 1st class Mason (brick layer) 2nd class Mason (for ornamental stone work) 1st class Mate Mistry Skilled Beldar (for floor rubbing etc.) Fine sand (selected quarry) Portland Cement White Cement Marble chips large size above 4 mm White & black Marble dust/ powder Marble chips up to 4mm and downsize White & black Well burnt brick aggregate (Single size): 20 mm nominal size Well burnt brick aggregate (Single size): 10mm/ 12mm / 12.5mm nominal size Stone Aggregate (Single size): 20 mm nominal size Stone Aggregate (Single size): 12 / 12.5 mm nominal size Stone Aggregate (Single size): 10 mm nominal size Stone Aggregate (Single size): 06 mm nominal size Bitumen penetration 80/25 (blown type) of approved quality Flats up to 10 mm in thickness Structural steel such as tees, angles channels and R.S. joists Brick (1st class) White marble Raj Nagar plain 18 mm thick (slab area 0.10 sqm to 0.50 sqm) White marble Raj Nagar plain 14 mm thick (slab area 0.10 sqm to 0.50 sqm) Oxidised mild steel screws 50 mm Stainless steel screws 50 mm Second class teak wood in planks (local) Stainless steel screws 30 mm Welding by electric plant DELETED 8 mm thick marble tiles (polished) Raj Nagar Acid and alkali resistant tiles 300x300 mm size, 10 mm thick Acid proof cement Agaria white marble slab plain 18 mm thick Aluminium Strip 40 mm wide and 2 mm thick Black colour dark shade pigment Black Zebra marble slab plain 18mm thick DELETED DELETED DELETED Precast chequered cement concrete tiles 18 mm thick (dark shade) Chequered terrazzo tiles 22 mm thick (light shade) Glass strip 40 mm wide 4 mm thick Green or blue medium shade pigment Hardening Compound High polymer modified quickset tile adhesive Kota stone slab 20 mm to 25 mm thick (semi-polished) Pink marble slab plain 18mm thick Precast terrazzo tiles 22 mm thick (light shade) DELETED DELETED Red, chocolate, orange, buff or yellow (red oxide of iron) light shade pigment Udaipur green marble slab plain 18mm thick DELETED DELETED DELETED DELETED White marble slab Makrana second quality plain veined 18 mm thick White marble slab Makrana second quality plain veined 14 mm thick Agaria white marble slab plain 14 mm thick Black Zebra marble slab plain 14mm thick Udaipur green marble slab plain 14mm thick Pink marble slab plain 14mm thick DELETED Epoxy grout Border tiles Ceramic Tiles Pieces for Crazy Flooring Synthetic polyster triangular fibre of length 12 mm, effective dia. 10-40 microns and specific gravity of 1.34 to 1.40 White marble rajnagar plain stone pieces for crazy flooring Tile fixing chemical adhesive Glass mossaic tiles (20 mm x 20 mm x 4 mm) Cement polymer Grout Compound Acid for cleaning tiles 500x500x40 mm thick Turf paver Bamboo wood Tile Flooring 14mm thick of minimum size 1800mm x 130mm Bamboo wood Quarter Round 18mm thick of size 1900mm x 18mm Bamboo wood door reducer 14mm thick of size 1900mm x 44mm Expanded poly ethylene Foam sheet 4mm thick of Density 40kg/m3 Silicon based Joint Sealant for Tiles Rubber base Adhesive Bamboo wood Skirting 14mm thick of Size 1900mm x 85mm Bamboo wood Tile Wall Cladding 10mm thick, minimum 1800 mm length and minimum 100 mm wide Bamboo wood T-mold 14mm thick of size 1900mm x 44mm Bamboo wood Threshold 14mm thick of size 1900mm x 44mm Expanded poly ethylene Foam sheet 1mm thick of Density 40kg/m3 Laminated wooden plank for Flooring 8mm thick of minimum size 1202mm x 192mm: AC3 Grade Laminated wooden plank for Flooring 8mm thick of minimum size 1202mm x 192mm: AC4 Grade Laminated wood T-profile 15mm thick of size 2286mm x 45mm Laminated wood door reducer 12mm thick of size 2286mm x 45mm Laminated wooden Skirting 12mm thick of Size 2286mm x 60mm DELETED DELETED DELETED DELETED DELETED Tactiles of standardized designs conforming to RNIB (The Royal National Institute for the Blind, UK), DETR (Department of the Environment, Transport and the Regions, UK) & ADA (Americans with Disabilities Act, USA) of size 300 x 300 mm in floors, (thickness to be specified by the manufacturer) specially designed to assist the visually impaired - “foot braille”, with water absorption less than 0.5% Readymade vitrified step (riser) tiles of size 1200 x 600 mm (15mm thickness), in all shades and designs conforming to IS: 4457: 2007 Readymade vitrified step (thread) tiles of size 1200 x 300 mm (15mm thickness double bull nosing), in all shades and designs conforming to IS: 4457: 2007 1st class quality ceramic glazed Wall tiles conforming to IS: 15622 - 2017 (minimum thickness 5mm) of size 450 mm X 300 mm in all colours, shades and design 1st class quality ceramic glazed Wall tiles conforming to IS: 15622 - 2017 (minimum thickness 5mm) of size 600 mm X 300 mm in all colours, shades and design 1st class quality ceramic glazed Wall tiles conforming to IS: 15622 - 2017 (minimum thickness 5mm) of size 600 mm X 250 mm in all colours, shades and design Ceramic (Mat Finish Tiles/ Anti-skid Tiles/ Glossy Tiles) Ist class quality Floor tiles of size 300 mm x 300 mm in all colours, shades and designs conforming to IS: 15622: 2017 Ceramic (Mat Finish Tiles/ Anti-skid Tiles/ Glossy Tiles) Ist class quality Floor tiles (Porcelain) of size 600 mm x 600 mm in all colours, shades and designs conforming to IS: 15622: 2018 1st Class quality Floor Tiles / Soluble Salt Strainfree Vitrified tiles (Glossy) of size 600 mm x 600 mm conforming to IS: 15622: 2017 1st Class quality Floor Tiles / Double Charged Strainfree Vitrified tiles (Glossy) of size 600 mm x 600 mm conforming to IS: 15622: 2017 1st Class quality Floor Tiles / Double Charged Strainfree Vitrified tiles (Glossy) of size 800 mm x 800 mm conforming to IS: 15622: 2017 1st Class quality Floor Tiles / Double Charged Strainfree Vitrified tiles (Glossy) of size 1200 mm x 600 mm conforming to IS: 15622: 2017 Glazed Vitrified Tiles (Glossy / Mat Finish/ Anti-Skid) 600 mm x 600 mm conforming to IS: 15622: 2017 Glazed Vitrified Tiles (Glossy / Mat Finish/ Anti-Skid) 1200 mm x 600 mm conforming to IS: 15622: 2017 Glazed Vitrified Tiles (Glossy / Mat Finish/ Anti-Skid) 1800 mm x 800 mm conforming to IS: 15622: 2017 Glazed Vitrified Tiles - Full Body (Glossy / Mat Finish/ Anti-Skid) 600 mm x 600 mm conforming to IS: 15622: 2017 Glazed Vitrified Tiles - Full Body (Glossy / Mat Finish/ Anti-Skid) 1200 mm x 600 mm conforming to IS: 15622: 2017 Glazed Vitrified Tiles - Full Body (Glossy / Mat Finish/ Anti-Skid) 2600mm x 800mm (minmum 15mm. Thick) conforming to IS: 15622: 2017 Glazed Vitrified - full body outdoor tiles of size 300 x 300 mm or more with water absorption less than 0.08% and conforming to IS: 4457-2007 Carriage: Bricks Brick/ Stone aggregate below 40 mm nominal size Timber Steel Cement Stone blocks white & red sand stone & kota stone slab Fine Sand Marble dust and marble chips Tar bitumen Hire charges of Concrete Mixer 0.25 to 0.40 cum with hooper Machine for rubbing of floors Beldar Bhisti/ Waterman Blaksmith 2nd class Carpenter 1st class Carpenter 2nd class Coolie Driver (for Road Roller, Concrete Mixer, Truck etc.) Fitter (grade 1) Foreman Mason (average) Mason (brick layer) 1st class Mason (brick layer) 2nd class Mason (for ornamental stone work) 1st class Mate Mistry Skilled Beldar (for floor rubbing etc.) Fine sand (selected quarry) Portland Cement White Cement Marble chips large size above 4 mm White & black Marble dust/ powder Marble chips up to 4mm and downsize White & black Well burnt brick aggregate (Single size): 20 mm nominal size Well burnt brick aggregate (Single size): 10mm/ 12mm / 12.5mm nominal size Stone Aggregate (Single size): 20 mm nominal size Stone Aggregate (Single size): 12 / 12.5 mm nominal size Stone Aggregate (Single size): 10 mm nominal size Stone Aggregate (Single size): 06 mm nominal size Bitumen penetration 80/25 (blown type) of approved quality Flats up to 10 mm in thickness Structural steel such as tees, angles channels and R.S. joists Brick (1st class) White marble Raj Nagar plain 18 mm thick (slab area 0.10 sqm to 0.50 sqm) White marble Raj Nagar plain 14 mm thick (slab area 0.10 sqm to 0.50 sqm) Oxidised mild steel screws 50 mm Stainless steel screws 50 mm Second class teak wood in planks (local) Stainless steel screws 30 mm Welding by electric plant DELETED 8 mm thick marble tiles (polished) Raj Nagar Acid and alkali resistant tiles 300x300 mm size, 10 mm thick Acid proof cement Agaria white marble slab plain 18 mm thick Aluminium Strip 40 mm wide and 2 mm thick Black colour dark shade pigment Black Zebra marble slab plain 18mm thick DELETED DELETED DELETED Precast chequered cement concrete tiles 18 mm thick (dark shade) Chequered terrazzo tiles 22 mm thick (light shade) Glass strip 40 mm wide 4 mm thick Green or blue medium shade pigment Hardening Compound High polymer modified quickset tile adhesive Kota stone slab 20 mm to 25 mm thick (semi-polished) Pink marble slab plain 18mm thick Precast terrazzo tiles 22 mm thick (light shade) DELETED DELETED Red, chocolate, orange, buff or yellow (red oxide of iron) light shade pigment Udaipur green marble slab plain 18mm thick DELETED DELETED DELETED DELETED White marble slab Makrana second quality plain veined 18 mm thick White marble slab Makrana second quality plain veined 14 mm thick Agaria white marble slab plain 14 mm thick Black Zebra marble slab plain 14mm thick Udaipur green marble slab plain 14mm thick Pink marble slab plain 14mm thick DELETED Epoxy grout Border tiles Ceramic Tiles Pieces for Crazy Flooring Synthetic polyster triangular fibre of length 12 mm, effective dia. 10-40 microns and specific gravity of 1.34 to 1.40 White marble rajnagar plain stone pieces for crazy flooring Tile fixing chemical adhesive Glass mossaic tiles (20 mm x 20 mm x 4 mm) Cement polymer Grout Compound Acid for cleaning tiles 500x500x40 mm thick Turf paver Bamboo wood Tile Flooring 14mm thick of minimum size 1800mm x 130mm Bamboo wood Quarter Round 18mm thick of size 1900mm x 18mm Bamboo wood door reducer 14mm thick of size 1900mm x 44mm Expanded poly ethylene Foam sheet 4mm thick of Density 40kg/m3 Silicon based Joint Sealant for Tiles Rubber base Adhesive Bamboo wood Skirting 14mm thick of Size 1900mm x 85mm Bamboo wood Tile Wall Cladding 10mm thick, minimum 1800 mm length and minimum 100 mm wide Bamboo wood T-mold 14mm thick of size 1900mm x 44mm Bamboo wood Threshold 14mm thick of size 1900mm x 44mm Expanded poly ethylene Foam sheet 1mm thick of Density 40kg/m3 Laminated wooden plank for Flooring 8mm thick of minimum size 1202mm x 192mm: AC3 Grade Laminated wooden plank for Flooring 8mm thick of minimum size 1202mm x 192mm: AC4 Grade Laminated wood T-profile 15mm thick of size 2286mm x 45mm Laminated wood door reducer 12mm thick of size 2286mm x 45mm Laminated wooden Skirting 12mm thick of Size 2286mm x 60mm DELETED DELETED DELETED DELETED DELETED Tactiles of standardized designs conforming to RNIB (The Royal National Institute for the Blind, UK), DETR (Department of the Environment, Transport and the Regions, UK) & ADA (Americans with Disabilities Act, USA) of size 300 x 300 mm in floors, (thickness to be specified by the manufacturer) specially designed to assist the visually impaired - “foot braille”, with water absorption less than 0.5% Readymade vitrified step (riser) tiles of size 1200 x 600 mm (15mm thickness), in all shades and designs conforming to IS: 4457: 2007 Readymade vitrified step (thread) tiles of size 1200 x 300 mm (15mm thickness double bull nosing), in all shades and designs conforming to IS: 4457: 2007 1st class quality ceramic glazed Wall tiles conforming to IS: 15622 - 2017 (minimum thickness 5mm) of size 450 mm X 300 mm in all colours, shades and design 1st class quality ceramic glazed Wall tiles conforming to IS: 15622 - 2017 (minimum thickness 5mm) of size 600 mm X 300 mm in all colours, shades and design 1st class quality ceramic glazed Wall tiles conforming to IS: 15622 - 2017 (minimum thickness 5mm) of size 600 mm X 250 mm in all colours, shades and design Ceramic (Mat Finish Tiles/ Anti-skid Tiles/ Glossy Tiles) Ist class quality Floor tiles of size 300 mm x 300 mm in all colours, shades and designs conforming to IS: 15622: 2017 Ceramic (Mat Finish Tiles/ Anti-skid Tiles/ Glossy Tiles) Ist class quality Floor tiles (Porcelain) of size 600 mm x 600 mm in all colours, shades and designs conforming to IS: 15622: 2018 1st Class quality Floor Tiles / Soluble Salt Strainfree Vitrified tiles (Glossy) of size 600 mm x 600 mm conforming to IS: 15622: 2017 1st Class quality Floor Tiles / Double Charged Strainfree Vitrified tiles (Glossy) of size 600 mm x 600 mm conforming to IS: 15622: 2017 1st Class quality Floor Tiles / Double Charged Strainfree Vitrified tiles (Glossy) of size 800 mm x 800 mm conforming to IS: 15622: 2017 1st Class quality Floor Tiles / Double Charged Strainfree Vitrified tiles (Glossy) of size 1200 mm x 600 mm conforming to IS: 15622: 2017 Glazed Vitrified Tiles (Glossy / Mat Finish/ Anti-Skid) 600 mm x 600 mm conforming to IS: 15622: 2017 Glazed Vitrified Tiles (Glossy / Mat Finish/ Anti-Skid) 1200 mm x 600 mm conforming to IS: 15622: 2017 Glazed Vitrified Tiles (Glossy / Mat Finish/ Anti-Skid) 1800 mm x 800 mm conforming to IS: 15622: 2017 Glazed Vitrified Tiles - Full Body (Glossy / Mat Finish/ Anti-Skid) 600 mm x 600 mm conforming to IS: 15622: 2017 Glazed Vitrified Tiles - Full Body (Glossy / Mat Finish/ Anti-Skid) 1200 mm x 600 mm conforming to IS: 15622: 2017 Glazed Vitrified Tiles - Full Body (Glossy / Mat Finish/ Anti-Skid) 2600mm x 800mm (minmum 15mm. Thick) conforming to IS: 15622: 2017 Glazed Vitrified - full body outdoor tiles of size 300 x 300 mm or more with water absorption less than 0.08% and conforming to IS: 4457-2007 Carriage: Bricks Brick/ Stone aggregate below 40 mm nominal size Timber Steel Cement Stone blocks white & red sand stone & kota stone slab Fine Sand Marble dust and marble chips Tar bitumen Machine for rubbing of floors Bandhani Beldar Bhisti/Waterman Blacksmith 1st class Blacksmith 2nd class Carpenter (average) Carpenter 1st class Carpenter 2nd class Coolie/ Helper / Khalashi Fitter (grade 1) Foreman Mason (average) Mason (brick layer) 1st class Mason (brick layer) 2nd class Mason (for plaster of paris work) 1st class Mate Mistry Painter Skilled Beldar (for floor rubbing etc.) Carriage: A.C.sheet and accessories Brick tiles Brick/ Stone aggregate below 40 mm nominal size Cement Fine Sand G.I.sheet and accessories Plaster of paris Steel Tar / Bitumen Timber Flame retardant face insulating board: 12 mm thick Sand (Fine): Local quarry Sand (Fine): Selected quarry Kerosene oil Cement (Portland) Cement (White) Stone Aggregate (Single size): 20 mm nominal size Stone Aggregate (Single size): 10 mm nominal size Paving bitumen Grade VG-10 of approved quality Water proofing materials Flats up to 10 mm in thickness Galvanised steel bolts & nuts 10 mm dia and 125 mm long round head with slots Galvanised steel bolts & nuts 6 mm dia and 25 mm long round head with slots Mild steel bolts 6 mm dia and 25 mm long with hexagonal head Non - Asbestos multi purpose fibre cement board 6mm thick. Rawl plug 50 mm (designation 10 no.) Wire nails Bitumen hot sealing compound: Grade A Flat pressed 3 layer particle board (medium density) Grade I:12 mm thick Bright finished or black enameled mild steel screws 40 mm Oxidised mild steel screws 40 mm Dash fastener/ Chemical fastener All drive screws ( for gypsum board) Primer (for gypsum board) Other wood in planks (Jam, Garjan, Chamal) Local teak wood in planks Red, chocolate, orange, buff or yellow (red oxide of iron) light shade pigment 12 thick particle board ceiling tile 400G virgin polythene sheet 3 mm thick translucent white acrylic plastic sheet Adjustment clip 85x30x0.8 mm Bitumen washer Dash fastener 6 mm dia 50 mm long Expanded polystyrene type - SE 50 mm thick Expanded polystyrene type N- Normal 50 mm thick Flame retardant face insulating board: 12 mm thick G.I. Limpet washer G.I. plain washer for seam bolts Galvanised steel corrugated sheets Galvanised steel J or L hooks 8 mm dia Galvanised steel plain sheets Hanger rod 4 mm thick Galvanised Steel Intermediate cross T section 24x25x0.33 mm (0.6 mtrs) Galvanised Steel Intermediate cross T section 24x25x0.33 mm (1.2 mtrs) Joint filler Joint finisher Joint tape roll Galvanised Steel Main T ceiling sections 24x38x0.33 mm (3 metre long) Natural colour insulating board: 12 mm thick Galvanised Steel Perimeter wall angle 24x24x0.40 mm (3 metre long) Plain ceiling tiles (BWP type phenol formaldehyde synthetic resin bonded) (600x600x12 mm) Hard wood Plug Polyvinyl chloride sheet 400 micron thick Pre-painted Galvalume sheet 0.40 mm Pre-painted Galvalume sheet 0.45 mm Pre-painted Galvalume sheet 0.50 mm Pre-painted Galvalume sheet 0.60 mm Pre-painted Galvalume sheet 0.80 mm Pre-painted Galvalume sheet plain ridges/ Valley/ Gutter/Flashing 0.45mm thick Pre-painted Galvalume sheet plain ridges/ Valley/Gutter/Flashing 0.4mm thick Pre-painted Galvalume sheet plain ridges/ Valley/Gutter/Flashing 0.5mm thick Pre-painted Galvalume sheet plain ridges/ Valley/Gutter/Flashing 0.6mm thick Pre-painted Galvalume sheet plain ridges/ Valley/Gutter/Flashing 0.8mm thick Pre-coated galvanised iron profile sheet 0.50 mm TCT Pre-coated galvanised steel plain ridges/ Valley/Gutter/Flashing 0.5mm thick Pressed clay tiles Resin Bonded Glass wool 16 kg/m³ 50 mm thick Resin Bonded Glass wool 24 kg/m³ 50 mm thick Roofing paint for iron sheets in red colour Seam bolts and nuts 6 mm dia and 25 mm long Galvanised steel Soffit cleat (Size 27x37x25x1.60 mm) Standard quality hard board sheet 3 mm thick Standard quality hard board sheet 4.5 mm thick o u-PVC bend 87.5 110 mm bend u-PVC bend 87.5 o 75 mm bend u-PVC coupler for UPVC drainage pipes 110 mm u-PVC coupler for UPVC drainage pipes 75 mm u-PVC pipe clip 110 mm bend u-PVC pipe clip 75 mm bend u-PVC pipes (working pressure 4 kg / cm2) Rubber (Seal) Ring 110 mm dia. u-PVC pipes (working pressure 4 kg / cm2) Rubber (Seal) Ring 75 mm dia. u-PVC pipes (working pressure 4 kg / cm2) Single socketed pipe 110 mm dia. u-PVC pipes (working pressure 4 kg / cm2) Single socketed pipe 75 mm dia. u-PVC plain shoe 110 mm bend u-PVC plain shoe 75 mm bend u-PVC pushfit coupler (single) 110 mm thick u-PVC pushfit coupler (single) 75 mm thick u-PVC single equal Tee (with door) 110x110x110 mm u-PVC single equal Tee (with door) 75x75x75 mm u-PVC single equal Tee (without door) 110x110x110 mm u-PVC single equal Tee (without door) 75x75x75 mm UV stabilised 2 mm thick corrugated FRP sheet UV stabilised 2 mm thick plain FRP sheet White face insulating board:12 mm thick M S Wire mesh (rabbit) Resin Bonded Rockwool 48 kg/m3 High Albedo paint Galvanised Steel ceiling sections 80x26x0.5 mm Galvanised Steel Perimeter channel 20x27x30x0.50 mm Galvanised Steel Intermediate channel 15x45x15x0.90 mm Galvanised Steel angle hanger (ceiling angle: 25x10x0.50 mm Galvanised Steel connecting clips (2.64 mm dia and 230 mm long GI wire) Galvanised Steel soffit cleat (Size 27x37x25x0.60 mm) 12.5 mm thick tapered edge gypsum plain borad Deleted Deleted 12.5 mm thick tapered edge gypsum fire resistant board 12.5 mm thick tapered edge gypsum moisture resistant board 12.5 mm thick Fully Perforated Gypsum Plaster Board GI Metal Tile Lay-in Plain Tegular edge global white color tiles of Size 595x595mm and 0.5 mm thick GI Metal Tile Lay-in Perforated Tegular edge global white color tiles of Size 595x595mm and 0.5 mm thick PVC Laminated Gypsum Tiles (Square edge) of Size 595x595 mm and 12.5 mm thick Gypsum Tiles Fully Perforated Square edge of Size 595x595 mm and 12.5 mm thick Calcium Silicate tegular edged celling tiles 595x595 mm and 15 mm thick 8mm thick Calcium silicate perforated tiles of size 595 x595mm 8 mm thick tapered edge calcium silicate board 15 mm thick, light weight, integral densified micro look edged,false ceiling tiles of size 595x595 mm. Galavanised MS hanger rod 6 mm dia MS fully threaded up to 1000 mm length Galavanised MS L-shape level adjuster of size 85x25x2 mm Galavanised MS 8 mm outer diameter M-6 dash fastener 50mm long 40 mm long S.S screws with plastic rawl plugs Powder coated steel section main-T ceiling sections 15x42x0.40 mm (3000 mm long) Galvanized mild steel perimeter wall angle 22x19x0.40 mm (3000 mm long) Powder coated Galvanised Iron intermediate cross-T section 15x42x0.40 mm (1200 mm long) Powder coated Galvanized Iron intermediate cross-T section 15x42x0.40mm (600 mm long ) 15 mm thick, light weight, integral densified micro look edged,false ceiling tiles of size 595x595 mm. Galvanized iron main-T ceiling sections 30x25x0.30 mm (3000 mm long) Galvanized iron intermediate crossT section 25x25x0.30 mm (1200 mm long) Galvanized iron intermediate crossT section 25x25x0.30 mm (600 mm long) 12 mm thick micro tegular edged semi perforated GFRG (Glass Fibre Reinforced Gypsum) false celing tiles of Size 595x 595 mm 12 mm thick micro tegular edged fully perforated GFRG (Glass Fibre Reinforced Gypsum) false celing tiles of Size 595x 595 mm With 16 mm thick beveled tegular mineral fibre false ceiling tile (NRC 0.55 to 0.6) 20 mm thick beveled tegular mineral fibre false ceiling tile (NRC 0.7) Mineral fibre beveled tegular edged ceiling tiles 595x595 mm, 16 mm thick with bioblock, confirming to ISO 5 (class 100) specifications Fibre reinforced by organic fibres and/or inorganic synthetic fibres cement corrugated sheet 6 mm thick Fibre reinforced by organic fibres and/or inorganic synthetic fibres cement close fitting adjustable ridge Fibre reinforced by organic fibres and/or inorganic synthetic fibres cement corrugate serrated adjustable ridge Fibre reinforced by organic fibres and/or inorganic synthetic fibres cement plain wing adjustable ridge Fibre (high impact poly propelene reinforced) cement unserrated adjustable ridge for hips Fibre reinforced by organic fibres and/or inorganic synthetic fibres cement corrugated apron piece Fibre reinforced by organic fibres and/or inorganic synthetic fibres cement eaves filler piece Fibre reinforced by organic fibres and/or inorganic synthetic fibres cement north light curves Fibre reinforced by organic fibres and/or inorganic synthetic fibres cement ventilator curves Fibre reinforced by organic fibres and/or inorganic synthetic fibres cement barge boards boards 6 mm thick Fibre reinforced by organic fibres and/or inorganic synthetic fibres cement ridge finial Fibre reinforced by organic fibres and/or inorganic synthetic fibres cement special north light curves Fibre reinforced by organic fibres and/or inorganic synthetic fibres cement S type louvers G.I. plain washer thick G.I. plain washer thin Galvanised steel bolts & nuts 10 mm dia and 27 cm long both sides threaded with 4 galvanised steel nuts Galvanised steel bolts 10 mm dia and 7 cm long with nuts GI Metal Tile Clip in Plain Beveled edge global white colour tiles of size 600x600 mm and 0.5 mm thick GI Metal Tile Clip in Perforated Beveled edge global white colour tiles of size 600x600 mm and 0.5 mm thick Spring T-section 24x34x0.45 mm (3.00 meter long) Wall angle section 20x30x20x0.50 mm (3.00 meter long) Main C Carrier Size 10x38x10x0.70 mm (3.00 meter long) Spring T-connector C Carrier Connector C Suspension Clip Wire Coupling Clip Hanger rod 4 mm thick Adjustment clip 85x30x0.8 mm Soffit cleat (Size 27x37x25x1.60 mm) Precast heat resistant terrace tiles (size 300x300 mm) and 20 mm thick PU Primer 40 mm (average) PU spray having 40-45 kg/m3 density GI wire netting 3/4" x 24 G 400 G polythene sheet Aluminium troughed profile sheet 0.56mm thick with center to center pitch of 200 mm, depth of 32 mm, overall profile width 1092 mm, cover width 1000mm Aluminium troughed profile sheet 0.71mm thick with center to center pitch of 200 mm, depth of 32 mm, overall profile width 1092 mm, cover width 1000mm Aluminium troughed profile sheet 0.91mm thick with center to center pitch of 200 mm, depth of 32 mm, overall profile width 1092 mm, cover width 1000mm Aluminium profile sheet 0.56mm thick with center to center pitch of 175 mm, depth of 46mm, top crest width of 41mm, bottom valley width of 80mm, overall profile width of 1144mm, cover width 1050mm Aluminium profile sheet 0.71mm thick with center to center pitch of 175 mm, depth of 46mm, top crest width of 41mm, bottom valley width of 80mm, overall profile width of 1144mm, cover width 1050mm Aluminium profile sheet 0.91mm thick with center to center pitch of 175 mm, depth of 46mm, top crest width of 41mm, bottom valley width of 80mm, overall profile width of 1144mm, cover width 1050mm Aluminium Circular(sinusoidal) profile sheet 0.56mm thick with center to center pitch of 75 mm, depth of 19 mm, overall profile width 1250mm,cover width 1150mm Aluminium Circular(sinusoidal) profile sheet 0.71mm thick with center to center pitch of 75 mm, depth of 19 mm, overall profile width 1250mm,cover width 1150mm Aluminium Circular(sinusoidal) profile sheet 0.91mm thick with center to center pitch of 75 mm, depth of 19 mm, overall profile width 1250mm,cover width 1150mm Stainless steel self tapping screw of 6x50mm with SS hex cap and 3mm thick EPDM seal Precoated Aluminium troughed profile sheet 0.56mm thcik with center to center pitch of 200 mm, depth of 32 mm, overall profile width1092 mm, cover width 1000mm Precoated Aluminium troughed profile sheet 0.71mm thick with center to center pitch of 200 mm, depth of 32 mm, overall profile width1092 mm, cover width 1000mm Precoated Aluminium troughed profile sheet 0.91mm thick with center to center pitch of 200 mm, depth of 32 mm, overall profile width1092 mm, cover width 1000mm Aluminium color coated profile sheet 0.56mm thick with center to center pitch of 175 mm, depth of 46mm, top crest width of 41mm, bottom valley width of 80mm, overall profile width of 1144mm, cover width 1050mm Aluminium color coated profile sheet 0.71mm thick with center to center pitch of 175 mm, depth of 46mm, top crest width of 41mm, bottom valley width of 80mm, overall profile width of 1144mm, cover width 1050mm Aluminium color coated profile sheet 0.91mm thick ith center to center pitch of 175 mm, depth of 46mm, top crest width of 41mm, bottom valley width of 80mm, overall profile width of 1144mm, cover width 1050mm Aluminium profile sheet 0.56mm thick with center to center pitch of 177.5 mm, depth of 28.5 mm, 987mm overall profile width, cover width 900mm Aluminium profile sheet 0.71mm thick with center to center pitch of 177.5 mm, depth of 28.5 mm, 987mm overall profile width, cover width 900mm Precoated/Mill finish Aluminium plain ridges 0.71 mm TCT/plain and 500- 600 mm wide Precoated/Mill finish Aluminium flashings/ aprons 0.50mm TCT/plain and wide upto 600 mm Precoated/Mill finish Aluminium plain north light cuves Precoated/mill finish aluminium Barge board (Upto 200 mm) Precoated/Mill finish Aluminium crimp curve Precoated/Mill finish Aluminium gutter EPDM washer Stainless steel bolts & nuts 10 mm dia and 125 mm long round head with slots Wooden screws with plastic rawl plugs 35x8 mm Red oxide Zinc chromate primer Plaster of Paris Dash hold fastener 12.5 mm dia, 50 mm long with 6 mm dia bolt Aluminium strip 25 mm x 1.4 mm PTMT grating 100/110 mm dia. PTMT grating 75 mm dia. ROOFING Providing corrugated G.S. sheet roofing including vertical/curved surface fixed with polymer coated J or L hooks, bolts and nuts 8 mm diameter with bitumen and G.I. limpet washers or with G.I. limpet washers filled with white lead and including a coat of approved steel primer and two coats of approved paint on overlapping of sheets complete (up to any pitch in horizontal/ vertical or curved surfaces) excluding the cost of purlins, rafters and trusses and including cutting to size and shape wherever required etc. complete as per direction of Engineer-in-charge. 0.80mm thick with zinc coating not less than 275gm/m2 0.63mm thick with zinc coating not less than 275gm/m2 Extra for straight cutting in C.G.S. sheet roofing for making opening of area exceeding 40 sq. decimeter for chimney stacks, sky light etc.: 0.80mm thick 0.63mm thick Extra for circular cutting in C.G.S. sheet roofing for making opening of area exceeding 40 square decimeter 0.80mm thick 0.63mm thick Providing ridges or hips of width 60 cm overall width plain G.S. sheet fixed with polymer coated J or L hooks, bolts and nuts 8 mm dia G.I. limpet and bitumen washers etc. complete as per direction of Engineer-in- charge. 0.80mm thick with zinc coating not less than 275gm/m2 0.63mm thick with zinc coating not less than 275gm/m2 Providing valleys of 90 cm wide overall in plain G.S. sheet fixed with polymer coated J, or L hooks, bolts and nuts 8 mm dia G.I. limpet and bitumen washers etc. complete as per direction of Engineer-in-charge: 1.60mm thick with zinc coating not less than 350gm/m2 Providing and fixing of 40 cm over all width in plain, G.S. sheet fixed with polymer coated J, or L hooks, bolts and nuts, G.I. limpet and bitumen washer complete, bent to shape and fixed in wall with cement mortar 1:3 (1cement: 3 fine sand) etc. complete as per direction of Engineer-in-charge. 1.00mm thick with zinc coating not less than 275gm/m2 Providing and fixing 15 cm wide 45 cm over all semi circular plain G.S. sheet gutter with iron brackets 40x3mm size, bolts, nuts and washers etc. including making necessary connections with rain water pipes etc. complete as per direction of Engineer-in-charge. 0.80mm thick with zinc coating not less than 275gm/m2 0.63mm thick with zinc coating not less than 275gm/m2 Providing reinforced by organic fibres and/or inorganic synthetic fibres cement 6 mm thick corrugated sheets (as per IS: 14871) roofing up to any pitch and fixing with polymer coated J, or L hooks, bolts and nuts 8 mm dia. G.I. plain and bitumen washers or with self drilling fastener and EPDM washers etc. complete (excluding the cost of purlins, rafters and trusses), including cutting sheets to size and shape wherever required etc. complete as per direction of Engineer-in-charge. Extra for straight cutting in reinforced by organic fibres and/or inorganic synthetic fibres cement corrugated, semi corrugated 6 mm thick sheet roofing for making openings of area exceeding 40 square decimeter for chimney stacks, skylights etc. Extra for circular cutting in reinforced by organic fibres and/or inorganic synthetic fibres cement corrugated/ semi corrugated 6 mm thick sheet roofing for making openings of area exceeding 40 square decimeter. Extra for providing and fixing wind ties of 40x 6 mm flat iron section. Providing and fixing ridges and hips in fibre cement reinforced by organic fibres and/or inorganic synthetic fibres roofing with suitable fixing accessories or self drilling fastener and EPDM washer etc. complete as per direction of Engineer-in-charge. Corrugated serrated adjustable ridges Plain wing adjustable ridges Close fitting adjustable ridges Unserrated adjustable hips Providing and fixing fibre cement reinforced by organic fibres and/or inorganic synthetic fibres roofing accessories in all colours with polymer coated J or L hooks, bolts and nuts and or G.I. seam bolts and nuts, G.I. plain and bitumen washers or with self drilling fastener and EPDM washer etc. complete as per direction of Engineer-in-charge: Corrugated apron pieces Eave's filler pieces North light curves Ventilator curves Barge boards Ridge finials Special north light curves S type louvers Providing flat iron brackets 50x3mm size with necessary bolts, nuts and washers etc. for fixing G.S. sheets gutters with purlins etc. complete as per direction of Engineer-in-charge. Painting top of roofs with bitumen of approved quality @ 17kg per 10 sqm impregnated with a coat of fine sand at 60 cudm per 10 sqm, including cleaning the slab surface with brushes and finally with a piece of cloth lightly soaked in kerosene oil etc. complete as per direction of Engineer-in-charge: With residual type petroleum bitumen of grade VG -10 Providing and laying pressed clay tiles (as per approved pattern 20 mm nominal thickness and of approved size) on roofs jointed with cement mortar 1:4 (1 cement: 4 fine sand) mixed with 2% integral water proofing compound laid over a bed of 20 mm thick cement mortar 1:4 (1 cement: 4 fine sand) and finished neat etc. complete as per direction of Engineer-in-charge. Providing gola 75x75 mm in cement concrete 1:2:4 (1 cement: 2 fine sand: 4 stone aggregate 10 mm and down gauge), including finishing with cement mortar 1:3 (1 cement: 3 fine sand) as per standard design and as per direction of Engineer-in-charge: In 75x75 mm deep chase Making khurras 45x45 cm with average minimum thickness of 5 cm cement concrete 1:2:4 (1 cement: 2 fine sand: 4 graded stone aggregate of 20 mm nominal size) over P.V.C. sheet 1 m x1 m x 400 micron, finished with 12 mm cement plaster 1:3 (1 cement: 3 fine sand) and a coat of neat cement, rounding the edges and making and finishing the outlet etc. complete as per direction of Engineer-in-charge. Providing & fixing UV stabilised fiberglass reinforced plastic sheet roofing up to any pitch including fixing with polymer coated 'J' or 'L' hooks, bolts & nuts 8mm dia. G.I plain/bitumen washers complete but excluding the cost of purlins, rafters, trusses etc. The sheets shall be manufactured out of 2400 TEX panel rovigs incorporating minimum 0.3% Ultra-violet stabiliser in resin system under approximately 2400 psi and hot cured. They shall be of uniform pigmentation and thickness without air pockets and shall conform to IS 10192 and IS 12866.The sheets shall be opaque or translucent, clear or pigmented, textured or smooth as specified and as per direction of Engineer-in-charge. 2mm thick corrugated (2.5" or 4.2" or 6") or step-down (2"or 3"or 6") as specified. 2mm thick flat Providing and fixing precoated galvanised iron profile sheets (size, shape and pitch of corrugation as approved by Engineer-in-charge) 0.50 mm (+ 0.05 %) total coated thickness with zinc coating 120 grams per sqm as per IS: 277, in 240 mpa steel grade, 5-7 microns epoxy primer on both side of the sheet and polyester top coat 15-18 microns. Sheet should have protective guard film of 25 microns minimum to avoid scratches during transportation and should be supplied in single length upto 12 metre or as desired by Engineer-in-charge. The sheet shall be fixed using self drilling /self tapping screws of size (5.5x 55 mm) with EPDM seal, complete upto any pitch in horizontal/ vertical or curved surfaces, excluding the cost of purlins, rafters and trusses and including cutting to size and shape wherever required and as per direction of Engineer-in- charge. Providing and fixing precoated galvanised steel sheet roofing accessories 0.50 mm (+ 0.05 %) total coated thickness, Zinc coating 120 grams per sqm as per IS: 277, in 240 mpa steel grade, 5-7 microns epoxy primer on both side of the sheet and polyester top coat 15-18 microns using self drilling/ self tapping screws complete for Ridges/Valley/Gutter/Flashing of width 600mm etc. complete as per direction of Engineer-in- charge. Supply & installation of pre-painted Galvalume sheets for roofing/cladding (size, shape and pitch of corrugation as approved by Engineer-in-charge) in 550mpa steel grade, made out of Cold Rolled Steel coated with Zinc-Aluminium alloy coating of 43.5% Zn, 55% Al and 1.5% Silicon confirming to ASTM A792/A792M and AS1397, Alloy coating AZ150/AZ70, colour coated with high quality Polyester coating, top coated of modified polyester of 20 micron, back side coat of 5 micron, having epoxy primer coat of 5 micron on both side. Sheet should have protective guard film of 25 microns minimum to avoid scratches while transportation and should be supplied in single length upto 12 metre or as desired by Engineer-in- charge. The sheet shall be fixed using self drilling /self tapping screws of size (5.5x 55mm) with EPDM washers filled with white lead complete upto any pitch in horizontal/ vertical or curved surfaces excluding the cost of purlins, rafters and trusses and including cutting to size and shape wherever required and as per direction of Engineer-in-charge. 0.40mm thickness 0.45mm thickness 0.50mm thickness 0.60mm thickness 0.80mm thickness Supply & installation of pre-painted Galvalume sheets roofing accessories in 550mpa steel steel grade, made out of Cold rolled steel coated with Zinc-Aluminium alloy coating of 43.5% Zn, 55% Al and 1.5% Silicon confirming to AASTM A792/A792M and AS1397, Alloy coating AZ150/AZ70, colour coated with high quality polyester coating, top coated of modified polyester of 20 micron, back side coat of 5 micron, having epoxy primer coat of 5 micron on both side etc. complete as per direction of Engineer-in-charge. Sheet should have protective guard film of 25 microns minimum to avoid scratches while transportation. Sheet should have protective guard film of 25 microns minimum to avoid scratches while transportation. The sheet shall be fixed using self drilling /self tapping screws with EPDM washers complete for Ridges/Valley/Gutter/Flashing of width 610mm: 0.40mm thickness 0.45mm thickness 0.50mm thickness 0.60mm thickness 0.80mm thickness Providing and fixing insulating board ceiling of approved quality with necessary nails etc. complete as per direction of Engineer-in-charge. (frame work to be paid separately): 12 mm thick natural colour insulating board 12 mm thick White face insulating board 12 mm thick Flame retardant face insulating board Providing and fixing flat pressed 3 layer medium density particle board or graded particle board (Grade I) IS: 3087 marked in ceiling with necessary nails etc. complete as per direction of Engineer-in-charge. (frame work to be paid separately): 12 mm thick Providing and fixing plain Multipurpose Cement board (High Pressure steam cured) as per IS: 14862: 2000 with suitable screws for fibre cement board in ceiling etc. complete as per direction of Engineer-in- charge. (frame work to be paid separately): 6 mm thick cement board Extra for Circular cutting and waste in ceiling with: 2nd class teak wood planks 20 mm thick Natural colour insulating board 12 mm thick White face insulating board: 12 mm thick Flame retardant face insulating board: 12 mm thick Standard quality hard board sheet: 3 mm thick Standard quality hard board sheet: 4.5 mm thick Extra for providing and fixing ceiling to curved surfaces in narrow widths. Providing 10mm thick plaster of Paris (gypsum anhydrous) ceiling up to a height of 5 m above floor level over first class wood strips 25x6 mm with 10 mm gap in between and reinforced with rabbit wire mesh fixed to wooden frame etc. complete as per direction of Engineer-in-charge. (frame work to be paid separately): Flat surfaces Curved surfaces Extra for any sunk or raised mouldings in the plaster of Paris (Gypsum anhydrous) ceiling. Extra for providing plaster of Paris (Gypsum anhydrous) ceiling above 5 metres height from floor level. Providing and fixing false ceiling at all height including providing and fixing of frame work made of special sections, power pressed from M.S. sheets and galvanized with zinc coating of 120 gms/sqm (both side inclusive) as per IS: 277 and consisting of angle cleats of size 25 mm wide x 1.6 mm thick with flanges of 27 mm and 37mm, at 1200 mm centre to centre, one flange fixed to the ceiling with dash fastener 12.5 mm dia x 50mm long with 6mm dia bolts, other flange of cleat fixed to the angle hangers of 25x10x0.50 mm of required length with nuts & bolts of required size and other end of angle hanger fixed with intermediate G.I. channels 45x15x0.9 mm running at the spacing of 1200 mm centre to centre, to which the ceiling section 0.5 mm thick bottom wedge of 80 mm with tapered flanges of 26 mm each having lips of 10.5 mm, at 450 mm centre to centre, shall be fixed in a direction perpendicular to G.I. intermediate channel with connecting clips made out of 2.64 mm dia x 230 mm long G.I. wire at every junction, including fixing perimeter channels 0.5 mm thick 27 mm high having flanges of 20 mm and 30 mm long, the perimeter of ceiling fixed to wall/partition with the help of rawl plugs at 450 mm centre, with 25mm long dry wall screws @ 230 mm interval, including fixing of gypsum board to ceiling section and perimeter channel with the help of dry wall screws of size 3.5 x 25 mm at 230 mm c/c, including jointing and finishing to a flush finish of tapered and square edges of the board with recommended jointing compound, jointing tapes, finishing with jointing compound in 3 layers covering upto 150 mm on both sides of joint and two coats of primer suitable for board, all as per manufacturer's specification and also including the cost of making openings for light fittings, grills, diffusers, cutouts made with frame of perimeter channels suitably fixed, all complete as per drawings, specification and direction of the Engineer in Charge but excluding the cost of painting with: 12.5 mm thick tapered edge gypsum board conforming to IS: 2095- Part I. 12.5 mm thick tapered edge gypsum fire resistant board conforming to IS: 2095- Part I. 12.5 mm thick tapered edge gypsum moisture resistant board. Fully Perforated Gypsum Plaster Board of size 1200 x 2400x12.5 mm having approx. 15 % perforated area with perforation size and pattern etc. complete as per direction of Engineer-in-charge. and as per manufacturer's specification, with all 4 side tapered and backed by acoustical tissue with NRC value not less than 0.60. Providing and fixing tiled false ceiling of specified materials of size 595x595 mm in true horizontal level, suspended on inter locking metal grid of hot dipped galvanized steel sections ( galvanized @ 120 grams/ sqm, both side inclusive) consisting of main "T" runner with suitably spaced joints to get required length and of size 24x38 mm made from 0.30 mm thick (minimum) sheet, spaced at 1200 mm center to center and cross "T" of size 24x25 mm made of 0.30 mm thick (minimum) sheet, 1200 mm long spaced between main "T" at 600 mm center to center to form a grid of 1200x600 mm and secondary cross "T" of length 600 mm and size 24x25 mm made of 0.30 mm thick (minimum) sheet to be interlocked at middle of the 1200x600 mm panel to form grids of 600x600 mm and wall angle of size 24x24x0.3 mm and laying false ceiling tiles of approved texture in the grid including, required cutting/making, opening for services like diffusers, grills, light fittings, fixtures, smoke detectors etc. Main "T" runners to be suspended from ceiling using GI slotted cleats of size 27 x 37 x 25 x1.6 mm fixed to ceiling with 12.5 mm dia and 50 mm long dash fasteners, 4 mm GI adjustable rods with galvanised butterfly level clips of size 85 x 30 x 0.8 mm spaced at 1200 mm center to center along main T, bottom exposed width of 24 mm of all T-sections shall be pre-painted with polyester paint, all complete for all heights as per specifications, drawings etc. complete and as per direction of Engineer-in-charge. GI Metal Ceiling Lay in plain Tegular edge Global white color tiles of size 595x595 mm, and 0.5 mm thick with 8 mm drop; made of G I sheet having galvanizing of 100 gms/sqm (both sides inclusive) and electro statically polyester powder coated of thickness 60 microns (minimum), including factory painted after bending. GI Metal Ceiling Lay in perforated Tegular edge global white color tiles of size 595x595 mm and 0.5 mm thick with 8 mm drop; made of GI sheet having galvanizing of 100 gms/ sqm (both sides inclusive) and 20% perforation area with 1.8 mm dia holes and having NRC (Noise Reduction Coefficient ) of 0.5, electro statically polyester powder coated of thickness 60 microns (minimum), including factory painted after bending and perforation, and backed with a black Glass fiber acoustical fleece. 12.5 mm thick square edge PVC Laminated Gypsum Tile of size 595x595 mm, made of Gypsum plasterboard, manufactured from natural gypsum as per IS 2095 part I and laminated with white 0.16mm thick fire retardant PVC film on the face side and 12micron metalized polyester on the back side with all edges sealed with the face side PVC film which goes around and wraps the edges and is bonded to the edges and the back side metalized polyester film so as to make the tile a completely sealed unit. 12.5 mm thick fully Perforated Gypsum Board tile made from plasterboard having glass fibre conforming to IS: 2095 part I, of size 595x595 mm, having perforation of 9.7x9.7 mm at 19.4 mm c/c with center borders of 48 mm and the side borders of 30 mm, backed with non woven tissue on the back side, having an NRC ( Noise Reduction Coefficient) of 0.79, with 50 mm resin bonded glass wool backing. Providing and Fixing 15 mm thick densified tegular edged eco friendly light weight calcium silicate false ceiling tiles of approved texture of size 595 x 595 mm in true horizontal level, suspended on inter locking metal grid of hot dipped galvanised steel sections (galvanising @ 120 grams per sqm including both side) consisting of main ‘T’ runner suitably spaced at joints to get required length and of size 24x38 mm made from 0.33 mm thick (minimum) sheet, spaced 1200 mm centre to centre, and cross “T” of size 24x28 mm made out of 0.33 mm (Minimum) sheet, 1200 mm long spaced between main’T’ at 600 mm centre to centre to form a grid of 1200x600 mm and secondary cross ‘T’ of length 600 mm and size 24 x28 mm made of 0.33 mm thick (Minimum) sheet to be inter locked at middle of the 1200x 600 mm panel to from grid of size 600x600 mm, resting on periphery walls /partitions on a Perimeter wall angle pre-coated steel of size(24x24X3000 mm made of 0.40 mm thick (minimum) sheet with the help of rawl plugs at 450 mm centre to centre with 25 mm long dry wall screws @ 230 mm interval and laying 15 mm thick densified edges calicum silicate ceiling tiles of approved texture in the grid, including, cutting/ making opening for services like diffusers, grills, light fittings, fixtures, smoke detectors etc., wherever required. Main ‘T’ runners to be suspended from ceiling using G.I. slotted cleats of size 25x35x1.6 mm fixed to ceiling with 12.5 mm dia and 50 mm long dash fasteners, 4 mm G.I. adjustable rods with galvanised steel level clips of size 85 x 30 x 0.8 mm, spaced at 1200 mm centre to centre along main ‘T’, bottom exposed with 24 mm of all Tsections shall be pre-painted with polyster baked paint, for all heights, as per specifications, drawings and as directed by Engineer- in-Charge. Note:- Only calcium silicate false ceiling area will be measured from wall to wall. No deduction shall be made for exposed frames/ opening (cut outs) having area less than 0.30 sqm.The calcium silicate ceiling tile shall have NRC value of 0.50 (Minimum), light reflection > 85%, non- combustible as per B.S. 476 part IV, 100% humidity resistance and also having thermal conductivity <0.043 w/mK. Providing and fixing tiled false ceiling of specified materials of size 595x595 mm in true horizontal level, suspended on interlocking metal grid of hot dipped galvanized steel sections ( galvanized @ 120 grams/ sqm, both side inclusive) consisting of main "T" runner with suitably spaced joints to get required length and of size 24x38 mm made from 0.30 mm thick (minimum) sheet, spaced at 1200 mm center to center and cross "T" of size 24x25 mm made of 0.30 mm thick (minimum) sheet, 1200 mm long spaced between main "T" at 600 mm center to center to form a grid of 1200x600 mm and secondary cross "T" of length 600 mm and size 24x25 mm made of 0.30 mm thick (minimum) sheet to be interlocked at middle of the 1200x600 mm panel to form grids of 600x600 mm and wall angle of size 24x24x0.3 mm and laying false ceiling tiles of approved texture in the grid including, required cutting/making, opening for services like diffusers, grills, light fittings, fixtures, smoke detectors etc. Main "T" runners to be suspended from ceiling using GI slotted cleats of size 27 x 37 x 25 x1.6 mm fixed to ceiling with 12.5 mm dia and 50 mm long dash fasteners, 4 mm GI adjustable rods with galvanized butterfly level clips of size 85 x 30 x 0.8 mm spaced at 1200 mm center to center along main T, bottom exposed width of 24 mm of all T-sections shall be pre-painted with polyester paint, all complete for all heights as per specifications, drawings and as directed by Engineer-in-charge. 8 mm thick fully perforated calcium silicate board made with Calcareous & Siliceous materials reinforced with cellulose fiber manufactured through autoclaving process to give stable crystalline structure with minimum compressive strength 225 kg/ sq. cm, bending strength 100 kg/sq. cm, of size 595x595 mm, having perforation of dia. 10 mm with minimum perforated area 18 % with non woven tissue on the back side, having an NRC ( Noise Reduction Coefficient) of 0.85, with 50 mm thick rockwool of 48 kg /cum backing. Providing & fixing false ceiling at all height including providing & fixing of framework made of special section, power pressed from M.S. sheets and galvanised with zinc coating of 120 gms/ sqm (both side inclusive) as per IS: 277 and consisting of angle cleat of size 25mm wide x 1.6mm thick with flanges of 27mm and 37mm, at 1200mm c/c, one flange fixed to the ceiling with dash fastener 12.5mm dia x 50mm long with 6mm dia bolts, other flange of cleat fixed to the angle hangers of 25 x10 x0.50mm of required length with nuts & bolts of required size and other end of angle hanger fixed with intermediate G.I chanels 45 x15 x 0.90mm running at the spacing of 1200 mm c/ c, to which the ceiling section 0.5mm thick bottom wedge of 80mm with tapered flanges of 26 mm each having lips of 10.5mm, at 450mm c/c, shall be fixed in a direction perpendicular to G.I intermediate channel with connecting clip made out of 2.64mm dia x 230mm long G.I wire at every junction, including fixing perimeter channels 0.50mm thick 27mm high having flanges of 20mm and 30mm long, the perimeter of ceiling fixed to wall/ partitions with the help of Rawl plugs at 450mm centre, with 25mm long dry wall screws @ 230mm interval, including fixing of Calcium Silicate Board to ceiling section and perimeter channels with the help of dry wall screws of size 3.5 x25mm at 230mm c/c, including jointing & finishing to a flush finish of tapered and square edges of the board with recommended jointing compounds, jointing tapes,finishing with jointing compounds in three layers covering up to 150mm on both sides of joints and two coats of primer suitable for boards, all as per manufacture's specification and also including the cost of making opening for light fittings, grills, diffusers, cut outs made with frame of perimeter channels suitably fixed, all complete as per drawings, specificaton and direction of the Engineer in charge but excluding the cost of painting with: 8 mm thick Calcium Silicate Board made with Calcareous & Siliceous materials reinforced with cellulose fiber manufactured through autoclaving process. Providing and fixing false ceiling at all heights with integral densified calcium silicate reinforced with fibre and natural filler false ceiling tiles of Size 595x595 mm of approved texture, design and patterns having NRC (Noise Reduction coefficient) of 0.50 (minimum) as per IS 8225:1987, Light reflectance of 85% (minimum). Non combustible as per BS:476 (part-4), fire performance as per BS:476 (part 6 &7), humidity resistance of 100%, thermal conductivity < 0.043 W/m K as per ASTM 518:1991,in true horizontal level suspended on interlocking metal T-Grid of hot dipped galvanised iron section of 0.33mm thick (galvanized @ 120 grams per sqm including both sides) comprising of mainT runners of size 24x38 mm of length 3000 mm, cross - T of size 24x32 mm of length 1200 mm and secondary intermediate cross-T of size 24x32 mm of length 600mm to form grid module of size 600 x 600 mm, suspended from ceiling using galvanised mild steel items (galvanizing @ 80 grams per sqm) i.e. 50 mm long, 8 mm outer diameter M-6 dash fasteners, 6 mm dia fully threaded hanger rod upto 1000 mm length and L-shape level adjuster of size 85x25x25x2 mm. Galvanised iron perimeter wall angle of size 24x24x0.40 mm of length 3000 mm to be fixed on periphery wall / partition with the help of plastic rawl plugs at 450 mm center to center and 40 mm long dry wall S.S screws. The work shall be carried out as per specifications, drawing and as per directions of the Engineer-in-Charge. With 15 mm thick tegular edged light weight calcium silicate false ceiling tiles. Providing and fixing false ceiling at all heights with integral densified calcium silicate reinforced with fibre and natural filler false ceiling tiles of Size 595x595 mm of approved texture, design and patterns having NRC (Noise Reduction coefficient) of 0.50 (minimum) as per IS 8225:1987, Light reflectance of 85% (minimum). Non combustible as per BS:476 (part-4), fire performance as per BS:476 (part 6 &7), humidity resistance of 100%, thermal conductivity < 0.043 W/m K as per ASTM 518:1991, in true horizontal level suspended on interlocking metal powder coated T-Grid of hot dipped galvanised iron section of 0.40 mm thick on Silhouette profile,rotary stiched double webbed white with 6 mm reveal profile (white/black),comprising of main-T runners of size 15x42 mm of length 3000 mm, cross - T of size 15x42 mm of length 1200 mm and secondary intermediate cross-T of size 15x42 mm of length 600mm to form grid module of size 600 x 600 mm, suspended from ceiling using galvanised mild steel items (galvanizing @ 80 grams per sqm) i.e. 50 mm long, 8 mm outer diameter M-6 dash fasteners, 6 mm dia fully threaded hanger rod upto 1000 mm length and L-shape level adjuster of size 85x25x2 mm. Galvanised iron perimeter wall angle of size 22x19x0.40 mm of length 3000 mm to be fixed on periphery wall / partition with the help of plastic rawl plugs at 450 mm center to center and 40mm long dry wall S.S screws. The work shall be carried out as per specifications, drawing and as per directions of the Engineer-in-Charge. With 15 mm thick integral densified micro edge light weight calcium silicate false ceiling tiles Providing & fixing false ceiling at all heights with GRG (Glass Fibre Reinforced Gypsum) false ceiling tiles of Size 595x595 mm of approved texture, design and patterns having moisture content less than 2%, humidity resistance of 99%, NRC0.50 to 0.75 as per IS 8225:1987, Non combustible as per BS 476 (part 4)-1970 and light reflectance of 85% (minimum) to be laid in true horizontal level suspended on inter-locking metal T-Grid of hot dipped galvanised iron section of 0.33mm thick (galvanized @ 120 grams per sqm including both sides) comprising of main-T runners of size 15x32 mm of length 3000 mm, cross - T of size 15x32 mm of length 1200 mm and secondary intermediate cross-T of size 15x32 mm of length 600mm to form grid module of size 600 x 600 mm, suspended from ceiling using galvanised mild steel items (galvanizing @ 80 grams per sqm) i.e. 50 mm long, 8 mm outer diameter M-6 dash fasteners, 6 mm dia fully threaded hanger rod upto 1000 mm length and L-shape level adjuster of size 85x25x2 mm. Galvanised iron perimeter wall angle of size 24x24x0.40 mm of length 3000 mm to be fixed on periphery wall / partition with the help of plastic rawl plugs at 450 mm center to center and 40 mm long dry wall wood screws. The work shall be carried out as per specifications, drawing and as per direction of Engineer-in- Charge. With semi perforated 12 mm thick micro tegular edged GRG false ceiling tiles. With fully perforated 12 mm thick micro tegular edged or 10 mm thick square edged GRG false ceiling tiles. Providing and fixing mineral fibre false ceiling tiles at all heights of size 595X595mm of approved texture, design and pattern. The tiles should have Humidity Resistance (RH) of 99%, Light Reflectance ?85%, Thermal Conductivity k = 0.052 - 0.057 w/m K, Fire Performance as per (BS 476 pt - 6 &7)in true horizontal level suspended on interlocking T- Grid of hot dipped all round galvanized iron section of 0.33 mm thick (galvanized @120 gsm ) comprising of main T runners of 15x32 mm of length 3000 mm, cross T of size 15x32mm of length 1200 mm and secondary intermediate cross T of size 15x32 mm of length 600 mm to form grid module of size 600x600 mm suspended from ceiling using galvanized mild steel item (galvanised@80gsm) 50 mm long 8mm outer diameter M-6 dash fasteners, 6 mm diameter fully threaded hanger rod up to 1000 mm length and L-shape level adjuster of size 85x25x2 mm, spaced at 1200 mm centre to centre along main ‘T’. The system should rest on periphery walls /partitions with the help of GI perimeter wall angle of size24x24X3000 mm made of 0.40 mm thick sheet, to be fixed to the wall with help of plastic rawl plug at 450 mm centre to centre & 40 mm long dry wall S.S. screws. The exposed bottom portion of all T- sections used in false ceiling support system shall be pre- painted with polyester baked paint, for all heights. The work shall be carried out as per specifications, drawings and as per direction of Engineer-in-charge. With 16 mm thick beveled tegular mineral fibre false ceiling tile (NRC 0.55 to 0.6). With 20 mm thick beveled tegular mineral fibre false ceiling tile (NRC 0.7). With 16 mm thick beveled tegular mineral fibre Anti- microbial false ceiling tile confirming to ISO 5 (class 100 ) specifications. Providing and fixing thermal insulation of ceiling (under deck insulation) with Resin Bonded Fibre glass wool conforming to IS: 8193 density 24kg/m3, 50mm thick, wrapped in 200 G Virgin Polythene bags fixed to ceiling with metallic cleats (50x50x3 mm) @ 60 cm and wire mesh of 12.5mm x 24g wire and mesh, for top most ceiling of building etc. complete as per direction of Engineer-in-charge. Providing and fixing thermal insulation with Resin Bonded Fibre glass wool conforming to IS: 8193. Density 16kg/m3, 50mm thick, wrapped in 200G Virgin Polythene bags placed over existing false ceiling and held in position by criss-crossing GI wire etc. complete as per direction of Engineer-in-charge. Providing and fixing thermal insulation with Resin Bonded Fibre glass wool conforming to IS: 8183 having density 24 kg/m³, 50 mm thick, wrapped in 400G Virgin Polythene Bags fixed to wall with screw, rawel plug & washers and held in position by criss crossing GI wire etc. complete as per direction of Engineer-in-Charge. Providing and fixing thermal insulation of ceiling (under deck insulation) with Resin Bonded Rockwool conforming to IS: 8183, density 48 kg/ m³, 50 mm thick, wrapped in 200 G Virgin Polythene bags fixed to ceiling with metallic cleats (50x50x3 mm) @ 60 cm and wire mesh of 12.5mm x 24 gauge wire mesh, for top most ceiling of building etc. complete as per direction of Engineer-in-Charge. Providing and fixing thermal insulation with Resin bonded rock wool conforming to IS: 8183, density 48 kg/m³, 50 mm thick, wrapped in 200 G virgin Polythene bags placed over existing false ceilng and held in position by criss- crossing Gl wire etc. complete as per direction of Engineer-in-charge. Providing and fixing thermal insulation with Resin Bonded rock wool conforming to IS: 8183, having density 48 kg/m³, 50 mm thick, wrapped in 200 G Virgin Polythene Bags fixed to wall with screws, rawel plug & washers and held and in position by criss cossing GI wire etc. complete as per directions of Engineer-in- Charge. Thermal Insulation of roofing with Expanded polystyrene fixed with suitable adhesive to the false ceiling as per direction of Engineer-in-charge: With Type N - Normal 50 mm thick With Type SE - Self Extinguishing type 50 mm thick Providing and applying two coats of High Albedo paint having minimum Solar Reflective Index (SRI) 108 (with solar reflectance & thermal emittance tested as per ASTM) C 1549 and ASTM C 1371 respectively), VOC less than 10 cc/gm. The coating thickness and the methodology of application shall strctly as per manufacturer's specifications and as approved by Engineer-in-Charge. Surface preparation includes cleaning with metal wire brush to remove all dust, fungus etc., washing with water all complete. The contractor shall give guarantee for the perfomance of SRI and also the durabitity of coating, all complete as per direction of Engineer-in-Charge. Providing and fixing Gl Clip in Metal Ceiling System of 600x600 mm module which includes providing and fixing 'C' wall angle of size 20x30x20 mm made of 0.5 mm thick pre painted steel along the perimeter of the room with help of nylon sleeves and wooden screws at 300 mm center to centre, suspending the main C carrier of size 10x38x10 mm made of G.I steel 0.7 mm thick from the soffit with help of soffit cleat 37x27x25x1.6 mm, rawl plugs of size 38x12 mm and C carrier suspension clip and main carrier bracket at 1000 mm c/c. Inverted triangle shaped Spring Tee having height of 24 mm and width of 34 mm made of Gl steel 0.45 mm thick is then fixed to the main C carrier and in direction perpendicular to it at 600 mm centers with help of suspension brackets etc. complete as per direction of Engineer-in-charge. Wherever the main C carrier and spring T have to join, C carrier and spring T connectors have to be used. All sections to be galvanized @ 120 gms/sqm (both side inclusive), fixing with clip in tiles into spring T with: GI Metal Ceiling Clip in plain Beveled edge global white color tiles of size 600x600 and 0.5 mm thick with 25 mm height, made of G I sheet having galvanizing of 100 gms/ sqm (both sides inclusive) and electro statically polyester powder coated of thickness 60 microns (minimum), including factory painted after bending. GI Metal Ceiling Clip in plain Beveled edge global white color tiles of size 600x600 and 0.5 mm thick with 25 mm height, made of G I sheet having galvanizing of 100 gms/ sqm (both sides inclusive) and 20% perforation area with 1.8 mm dia holes and having NRC of 0.5, electro statically polyester powder coated of thickness 60 microns (minimum), including factory painted after bending and perforation. Providing and fixing Heat Resistant Terrace Tiles (300 mm x 300 mm x 20 mm) with SRI (solar refractive index) > 78, solar reflection > 0.70 and initial emittance > 0.75 on waterproof and sloped surface of terrace, laid on 20 mm thick cement sand mortar in the ratio of 1:4 (1 cement: 4 fine sand) and grouting the joints with mix of white cement & marble powder in ratio of 1:1, including rubbing and polishing of the surface upto 3 cuts complete, including providing skirting upto 150 mm height along the parapet walls in the same manner. all complete as per direction of Engineer-in-Charge. Providing and laying roof insulation with 40 mm thick impervious sprayed, closed cell free Rigid Polyurethane foam over deck insulation conforming to IS - 12432 Pt. III (density of foam being 40-45 kg/ cum), over a coat of polyurethane primer applied @ 6-8 sqm per litre, laying 400 G polythene sheet over PUF spray and providing a wearing course of 40 mm thick cement screed 1:2:4 (1 cement: 2 fine sand: 4 stone aggregate 20 mm nominal size) in chequered rough finish, in panels of 2.5 m x 2.5 m and embedding with 24 G wire netting and sealing the joints with polymerized mastic, all complete as per direction of Engineer-in-Charge. Providing & fixing at all heights, levels and locations Mill finish Aluminium alloy roofing sheets of alloy IS designation 31500, temper Hx8 conforming to IS 737 and dimensions as per IS code 2676 with characteristics of good formability and corrosion resistance. The profile sheets shall be fixed to truss members in slope or required pitch or curvature with Hex cap headed self drilling/tapping Stainless steel screws M6, 50 mm long with 3 mm EPDM seal washer etc. all inclusive of labour, scaffolding, T&P and sundries etc. complete as per directions of the Engineer-In-Charge. (Cost of truss/frame work shall be paid separately). 0.56 mm, Aluminium troughed profile with center to center pitch of 200 mm, depth of 32 mm, overall profile width 1092 mm, cover width 1000mm. 0.71 mm, troughed profile with center to center pitch of 200 mm, depth of 32 mm, overall profile width1092 mm, cover width 1000mm. 0.91 mm, troughed profile with center to center pitch of 200 mm, depth of 32 mm, overall profile width1092 mm, cover width 1000mm. 0.56mm Aluminium profile with center to center pitch of 175 mm, depth of 46mm, top crest width of 41mm, bottom valley width of 80mm, overall profile width of 1144mm, cover width 1050mm. 0.71mm Aluminium profile with center to center pitch of 175 mm, depth of 46mm, top crest width of 41mm, bottom valley width of 80mm, overall profile width of 1144mm, cover width 1050mm. 0.91mm Aluminium profile with center to center pitch of 175 mm, depth of 46mm, top crest width of 41mm, bottom valley width of 80mm, overall profile width of 1144mm, cover width 1050mm. 0.56mm Aluminium Circular (sinusoidal) profile with center to center pitch of 75 mm, depth of 19 mm, overall profile width 1250mm, cover width 1150mm. 0.71mm Aluminium Circular (sinusoidal) profile with center to center pitch of 75 mm, depth of 19 mm, overall profile width 1250mm, cover width 1150mm. 0.91mm Aluminium Circular (sinusoidal) profile with center to center pitch of 75 mm, depth of 19 mm, overall profile width 1250mm, cover width 1150mm. Providing & fixing at all heights, levels and locations colour finish Aluminium alloy roofing sheets of alloy IS designation 31500, temper Hx8 conforming to IS 737 and dimensions as per IS code 2676 with characteristics of good formability and corrosion resistance. The profile sheets shall be fixed to truss members in slope or required pitch or curvature with Hex cap headed self drilling/tapping Stainless steel screws M6, 50 mm long with 3 mm EPDM seal washer etc. all inclusive of labour, scaffolding, T&P and sundries etc. complete as per directions of the Engineer-In-Charge. (Cost of truss/frame work shall be paid separately). 0.56 mm, Aluminium Color coated troughed profile with center to center pitch of 200 mm, depth of 32 mm, overall profile width1092 mm, cover width 1000mm. 0.71 mm, Aluminium Color coated troughed profile with center to center pitch of 200 mm, depth of 32 mm, overall profile width1092 mm, cover width 1000mm. 0.91 mm, Aluminium Color coated troughed profile with center to center pitch of 200 mm, depth of 32 mm, overall profile width1092 mm, cover width 1000mm. 0.56mm Aluminium color profile with center to center pitch of 175 mm, depth of 46mm, top crest width of 41mm, bottom valley width of 80mm, overall profile width of 1144mm, cover width 1050mm. 0.71mm Aluminium color coated profile with center to center pitch of 175 mm, depth of 46mm, top crest width of 41mm, bottom valley width of 80mm, overall profile width of 1144mm, cover width 1050mm. 0.91mm Aluminium color coated profile with center to center pitch of 175 mm, depth of 46mm, top crest width of 41mm, bottom valley width of 80mm, overall profile width of 1144mm, cover width 1050mm. 0.56 mm Aluminium profile with center to center pitch of 177.5 mm, depth of 28.5 mm, 987mm overall profile width, cover width 900mm 0.71 mm Aluminium profile with center to center pitch of 177.5 mm, depth of 28.5 mm, 987mm overall profile width, cover width 900mm Providing and fixing of Pre-coated colour or mill finish Aluminium Roofing Accessories in 0.71 mm thickness,Alloy 31500 (IS designation) [Aluminium Alloy (AA) 3004 (ISO designation)] For color, coating shall be 5-7 microns epoxy primer on both sides of the sheet and polyester top coat 15-18 microns, using self-drilling/ tapping SS screws of size 6 x 50mm with 3mm thick EPDM seal and SS plain washer complete as per directions of the Engineer-In-Charge. Precoated/mill finish aluminium Ridges plain (500- 600mm) Precoated/mill finish aluminium Flashings/ Aprons (Upto 600 mm) Precoated/mill finish aluminium North light curves Precoated/mill finish aluminium Barge board (Upto 200 mm) Precoated/mill finish aluminium Crimp curve Precoated/mill finish aluminium Gutter (600 mm over all girth) Providing and fixing on wall face unplasticised Rigid PVC rain water pipes (working pressure 4 kg/cm2) conforming to IS: 13592 Type A including jointing with seal ring conforming to IS: 5382 leaving 10 mm gap for thermal expansion etc. complete as per direction of Engineer-in-charge: Single socketed pipe - 75 mm OD Single socketed pipe - 110 mm OD Providing and fixing on wall face unplasticised - PVC moulded fittings/ accessories for unplasticised Rigid PVC rain water pipes conforming to IS: 13592 Type-A including jointing with seal ring conforming to IS: 5382 leaving 10 mm gap for thermal expansion etc. complete as per direction of Engineer-in-charge: Coupler 75 mm 110 mm Single pushfit Coupler 75 mm 110 mm Single equal tee without door 75x75x75 mm 110x110x110mm Single equal tee with door 75x75x75 mm 110x110x110mm Bend 87.5° 75mm 110mm Plain shoe 75mm 110mm Providing and fixing unplasticised -PVC pipe clips of approved design to unplasticised - PVC rain water pipes by means of 50x50x50mm hard wood plugs, screwed with M.S. screws of required length including cutting brick work and fixing with cement mortar 1: 4 (1cement: 4 fine sand) making good the wall etc. complete as per direction of Engineer-in-charge. 75mm 110mm Providing and fixing to the inlet mouth of rain water pipe PTMT grating with thickness of 8mm and weighing not less than 100gm. etc. complete as per direction of Engineer-in-charge. 75mm 100mm Providing and fixing 25mm x 1.40 mm clips made out of aluminium strip of approved design to unplasticised - PVC rain water pipes by means of Plastic Wall Plugs fitted in the brick work/R.C.C work by drilling with the help of mechaine and screwed with M.S. screws of required length and making good the wall etc. complete as per direction of Engineer-in-charge. 75mm 110mm Hire charges of Spraying machine including electric charges Grinding buffers Beldar Bhisti/ Waterman Coolie/Helper/Khalashi Foreman Mason (average) Mason (brick layer) 1st class Mason (for plaster of paris work) 1st class Mate Painter White Washer Polisher 1st class Polisher 2nd class Sand (fine): Selected quarry Kerosene oil Cement (Portland) Marble chips up to 4mm and downsize White & black Marble dust / powder Stone dust Water proofing materials Red oxide Zinc chromate primer Acrylic distemper 1st quality having VOC content less than 50 gm / litre Acid proof paint (chocolate or black) Acrylic exterior paint Aluminium paint Aluminium primer Ammonium chloride Anticorrosive bituminous paint (black) Black Japan Paint Deleted Coal Tar Colouring material Copper acetate Copper chloride Copper nitrate Crushed stone 2.36 mm to 12.5 mm size Dehradun white lime Dry distemper Dry hydrated lime (factory made) Epoxy paint Fire retardant paint Floor enamel paint in all shades except green Glue Hydrochloric acid Indigo Linseed oil (double boiled) Deleted Oil type wood preservative Ordinary varnish Deleted Plaster of Paris Deleted Premium Acrylic smooth exterior paint Deleted Soft water Spirit Deleted Superior copal varnish Superior spar varnish Synthetic enamel paint in all shades except black or chocolate shade Synthetic enamel paint in black or chocolate shade Textured exterior paint Water proofing cement paint Wax polish (ready made) White lead Whiting Wood filler (Shellac) White cement based putty Deleted Acrylic Exterior Primer Multi Surface Paint Special primer (C.W.) Ready mixed pink or grey primer on wood work (hard and soft wood) having VOC content less than 50 grams/ litre Ready mixed red oxide zinc chromatic on steel / iron works having VOC content less than 250 grams/ litre Water thinnable cement primer on wall surface having VOC content less than 50 grams/litre Silicon and acrylic emulsion Acrylic emulsion, having VOC content less than 50 grams/ litre Premium acrylic emulsion paint of interior grade, having VOC content less than 50 grams/ litre Synthetic enamel paint, having VOC content less than 150 grams/ litre Premixed super white gypsum plaster Synthetic ployster triangular fibre of length 6 mm, effective diameter 10-40 microns and specific gravity of 1.34 to 1.40 White cement based polymer modified self curing compound in powder form Deleted Melamine Polish Santa Lime 100% Premium acrylic dirt resistance, Silicone additives exterior paint Melamine wood sealer Melamine solvent/thinner Sanding cloth 150 mm wide Sand papers of assorted gratings Melamine wood filler putty Dhoti (worm out soft cotton cloth) Carriage: Cement Carriage: Fine Sand Carriage: Water proofing material / White lime/ Whiting / Lime Carriage: Marble dust and marble chips Carriage: Plaster of Paris Carriage: Stone dust Note:- Rates for external plaster are for height upto 10m from ground level in less otherwise stated |  | KG | 298.7
Finishing Work | 12.10 | Neat cement punning |  | Sqm | 56.8
Finishing Work | 12.12.1 | Rough cast plaster upto 10 m height above ground level with a mixture of sand and gravel or crushed stone graded from 6 mm to 10 mm nominal size dashed over and including the fresh plaster in two layers a) Under layer 12 mm cement plaster 1: 4 ( 1 cement: 4 fine sand ) b) Top layer 10 mm cement plaster 1: 3 ( 1 cement: 3 fine sand ) mixed with 10% fine grounded hydrated lime by volume of cement and curing complete | Ordinary Cement finish using ordinary cement | Sqm | 609.4
Finishing Work | 12.13 | Pebble dash plaster upto 10 m height above ground level with a mixture of washed pebble or crushed stone 6 mm to 12.5 mm nominal size, dashed over and including fresh plaster in two layers under layer 12 mm cement plaster 1:4 (1 cement: 4 fine sand) and top layer 10 mm cement plaster with cement mortar 1:3 (1 cement: 3 fine sand) mixed with 10% finely grounded hydrated lime by volume of cement |  | Sqm | 576.4
Finishing Work | 12.15 | Extra for plastering exterior walls of height more than 10 m from GL for every additional height of 3 m or part thereof complete |  | Sqm | 47.8
Finishing Work | 12.16 | Extra for plastering on circular work not exceeding 6 m in radius complete. In one coat |  | Sqm | 25.5
Finishing Work | 12.16.2 | In two coats |  | Sqm | 38.3
Finishing Work | 12.17.1 | Extra for plastering done on moulding cornices or architraves including neat finish to line and level | In one coat | Sqm | 397.2
Finishing Work | 12.17.2 | Extra for plastering done on moulding cornices or architraves including neat finish to line and level | In two coats | Sqm | 657.1
Finishing Work | 12.18.1 | Extra for plastering | In Spherial ceiling | Sqm | 95.2
Finishing Work | 12.18.2 | Extra for plastering | In Groined ceiling | Sqm | 102.1
Finishing Work | 12.18.3 | Extra for plastering | In Flewing soffits | Sqm | 63.8
Finishing Work | 12.19 | Providing and applying plaster of paris putty of 2 mm thickness over plastered surface to prepare the surface even and smooth complete |  | Sqm | 156.4
Finishing Work | 12.20 | Providing and applying white cement based putty of average thickness 1 mm, of approved brand and manufacturer, over the plastered wall surface to prepare the surface even and smooth complete |  | Sqm | 100.6
Finishing Work | 12.21 | Extra for lining out plaster to imitate stone or concrete blocks walling |  | Sqm | 76.6
Finishing Work | 12.25.1 | Pointing on brick work or brick flooring with cement mortar 1:3 ( 1 cement: 3 fine sand ) complete | Flush/ruled/Stuck or weathered Pointing | Sqm | 143.8
Finishing Work | 12.25.2 | Pointing on brick work or brick flooring with cement mortar 1:3 ( 1 cement: 3 fine sand ) complete | Raised and cut Pointing | Sqm | 239.7
Finishing Work | 12.26.1 | Pointing on tile brick work with cement mortar 1:3 (1 cement: 3 fine sand) | Flush/ruled/Stuck or weathered Pointing | Sqm | 198.4
Finishing Work | 12.27.1 | Pointing on stone work with cement mortar 1:3 (1 cement: 3 fine sand) | Flush/Ruled Pointing | Sqm | 212.5
Finishing Work | 12.27.2 | Pointing on stone work with cement mortar 1:3 (1 cement: 3 fine sand) | Raised and Cut Pointing | Sqm | 394.1
Finishing Work | 12.28 | Raised and cut pointing on stone work in white cement mortar 1:3 (1 white cement: 3 marble dust) |  | Sqm | 432.5
Finishing Work | 12.29.1 | Pointing on stone slab ceiling with cement mortar 1:2 (1 cement: 2 fine sand) | Flush/Ruled Pointing | Sqm | 119.6
Finishing Work | 12.30 | Extra for pointing in brick work on exterior walls at height more than 10 m from ground level for every additional height of 3 m or part thereof complete |  | Sqm | 13.7
Finishing Work | 12.31.1 | White washing with lime to give an even shade | New work ( three or more coats ) | Sqm | 27.9
Finishing Work | 12.32 | Satna lime wash on walls with one coat |  | Sqm | 8.2
Finishing Work | 12.33.1 | Colour washing such as green, blue or buff with whiting to give an even shade | New work (two or more coats) with a base coat of white washing with lime | Sqm | 31.3
Finishing Work | 12.33.2 | Colour washing such as green, blue or buff with whiting to give an even shade | New work (two or more coats) with a base coat of whiting | Sqm | 31
Finishing Work | 12.34 | Distempering with dry distemper of approved brand and manufacture (two or more coats) of required shade on new work, over and including water thinnable priming coat to give an even shade. [Payment shall be made after submission of Test Certificate issued by the Manufacturer] |  | Sqm | 94.9
Finishing Work | 12.35.1 | Distempering with 1st quality acrylic distemper (ready mixed) having VOC content less than 50 grams/ litre, of approved brand and manufacture to give an even shade [Payment shall be made after submission of Test Certificate issued by the Manufacturer] | New work ( two or more coats) over and including water thinnable priming coat with cement primer | Sqm | 120.8
Finishing Work | 12.36.1 | Distempering with 1st quality acrylic distemper (ready mixed) having VOC content less than 50 grams/ litre, of approved brand and manufacture, of required shade and colour complete, as per manufacurer's specification. [Payment shall be made after submission of Test Certificate issued by the Manufacturer] | Two or more coats on new work | Sqm | 68.1
Finishing Work | 12.37.1 | Distempering with 1st quality acrylic distemper, having VOC (Volatile Organic Compound ) content less than 50 grams/ litre, of approved brand and manufacture, including applying additional coats wherever required, to achieve even shade and colour. [Payment shall be made after submission of Test Certificate issued by the Manufacturer] | One Coat | Sqm | 39.9
Finishing Work | 12.38.1 | Applying one coat of water thinnable cement primer of approved brand and manufacturer on wall surface complete | Water thinnable cement primer | Sqm | 48.1
Finishing Work | 12.39.1 | Finishing walls with water proofing cement paint of required shade of approved brand and manufacture [Payment shall be made after submission of Test Certificate issued by the Manufacturer] | New work ( two or more coats applied @ 3.84 kg/10 sqm) | Sqm | 78.3
Finishing Work | 12.40.1 | Finishing walls with textured exterior paint of required shade of approved brand and manufacture [Payment shall be made after submission of Test Certificate issued by the Manufacturer] | New work ( two or more coats applied @ 3.28 litre/10 sqm) over and including priming coat of exterior primer applied @ 2.20 kg/10 sqm | Sqm | 269.4
Finishing Work | 12.41.1 | Finishing walls with acrylic smooth exterior paint of required shade of approved brand and manufacture [Payment shall be made after submission of Test Certificate issued by the Manufacturer] | New work ( two or more coats applied @ 1.67 litre/10 sqm over and including priming coat of exterior primer applied @ 2.20 kg/10 sqm) | Sqm | 160.9
Finishing Work | 12.42.1 | Finishing walls with premium acrylic smooth exterior paint with Silicon additives of required shade of approved brand and manufacture [Payment shall be made after submission of Test Certificate issued by the Manufacturer] | New work ( two or more coats applied @ 1.43 litre/10 sqm over and including priming coat of exterior primer applied @ 2.20 kg/10 sqm) | Sqm | 154.8
Finishing Work | 12.43.1 | Finishing with Deluxe Multi surface paint system for interiors and exteriors using Primer as per manufacturers specifications [Payment shall be made after submission of Test Certificate issued by the Manufacturer] | Two or more coats applied on walls @ 1.25 ltr/10 sqm over and including one coat of Special primer applied @ 0.75 ltr /10 sqm | Sqm | 153.8
Finishing Work | 12.43.2 | Finishing with Deluxe Multi surface paint system for interiors and exteriors using Primer as per manufacturers specifications [Payment shall be made after submission of Test Certificate issued by the Manufacturer] | Painting wood work with Deluxe Multi Surface Paint of required shade. Two or more coat applied @ 0.90 ltr/10 sqm over an under coat of primer applied @ 0.75 ltr/10 sqm of approved brand and manufacture | Sqm | 134.3
Finishing Work | 12.43.3 | Finishing with Deluxe Multi surface paint system for interiors and exteriors using Primer as per manufacturers specifications [Payment shall be made after submission of Test Certificate issued by the Manufacturer] | Painting Steel work with Deluxe Multi Surface Paint to give an even shade. Two or more coat applied @ 0.90 ltr/ 10 sqm over an under coat of primer applied @ 0.80 ltr/ 10 sqm of approved brand and manufacture | Sqm | 135.8
Finishing Work | 12.44.1 | Finishing walls with 100% Premium acrylic emulsion paint having VOC less than 50 gm/litre and UV resistance as per IS 15489:2004, Alkali & fungal resistance, dirt resistance exterior paint of required shade (Company Depot Tinted) with silicon additives as per manufacturers specifications [Payment shall be made after submission of Test Certificate issued by the Manufacturer] | New work (Two or more coats applied @ 1.43 litre/ 10sqm. Over and including priming coat of exterior primer applied @ 0.90 litre/10 sqm | Sqm | 144.9
Finishing Work | 12.47.1 | Painting with silicon and acrylic emulsion based water thinnable sealer of approved brand and manufacture on wet or patchy portion of plastered surfaces [Payment shall be made after submission of Test Certificate issued by the Manufacturer] | One coat | Sqm | 75.4
Finishing Work | 12.47.2 | Painting with silicon and acrylic emulsion based water thinnable sealer of approved brand and manufacture on wet or patchy portion of plastered surfaces [Payment shall be made after submission of Test Certificate issued by the Manufacturer] | Two coats | Sqm | 120.1
Finishing Work | 12.48.1 | Finishing with Epoxy paint ( two or more coats) of approved brand and manufacture at all locations prepared and applied as per manufacturer's specification including appropriate priming coat, preparation of surface etc. complete [Payment shall be made after submission of Test Certificate issued by the Manufacturer] | On steel work | Sqm | 164.9
Finishing Work | 12.48.2 | Finishing with Epoxy paint ( two or more coats) of approved brand and manufacture at all locations prepared and applied as per manufacturer's specification including appropriate priming coat, preparation of surface etc. complete [Payment shall be made after submission of Test Certificate issued by the Manufacturer] | On concrete work | Sqm | 160.5
Finishing Work | 12.49.1 | Painting on G.S. sheet with synthetic enamel paint of approved brand and manufacture of required colour to give an even shade [Payment shall be made after submission of Test Certificate issued by the Manufacturer] | New work (two or more coats) including a coat of appropriate steel primer but excluding a coat of mordant solution | Sqm | 116.6
Finishing Work | 12.51.1 | Painting (two or more coats) on rain water, soil, waste and vent pipes and fittings with black anticorrosive bitumastic paint of approved brand and manufacture, over and including a priming coat of ready mixed zinc chromate yellow primer on new work [Payment shall be made after submission of Test Certificate issued by the Manufacturer] | 100mm. dia | Metre | 47.7
Finishing Work | 12.51.2 | Painting (two or more coats) on rain water, soil, waste and vent pipes and fittings with black anticorrosive bitumastic paint of approved brand and manufacture, over and including a priming coat of ready mixed zinc chromate yellow primer on new work [Payment shall be made after submission of Test Certificate issued by the Manufacturer] | 150mm. dia | Metre | 71.1
Finishing Work | 12.52.1 | Painting on rain water, soil, waste and vent pipes and fittings with synthetic enamel paint ( two or more coats ) of required colour of approved brand and manufacture to give an even shade on new work over and including a priming coat of approved steel primer complete | 100mm. dia | Metre | 55.2
Finishing Work | 12.52.2 | Painting on rain water, soil, waste and vent pipes and fittings with synthetic enamel paint ( two or more coats ) of required colour of approved brand and manufacture to give an even shade on new work over and including a priming coat of approved steel primer complete | 150mm. dia | Metre | 82.1
Finishing Work | 12.53.1 | Painting with oil type wood preservative of approved brand and manufacture [Payment shall be made after submission of Test Certificate issued by the Manufacturer] | New work (two or more coats) | Sqm | 43.4
Finishing Work | 12.54 | Providing and applying two coats of fire retardant paint on cleaned wood/ply surface @ 3.5 sqm per litre per coat including preparation of base surface as per recommendations of manufacturer to make the surface fire retardant [Payment shall be made after submission of Test Certificate issued by the Manufacturer] |  | Sqm | 319.1
Finishing Work | 12.55 | Coal tarring ( two or more coats ) of approved brand and manufacture on new work @ 0.16 litre and 0.12 coal tar per sqm in the first coat and second coat respectively complete [Payment shall be made after submission of Test Certificate issued by the Manufacturer] |  | Sqm | 48.4
Finishing Work | 12.56.1 | Wall painting with acrylic plastic emulsion paint of approved brand and manufacture to give an even shade [Payment shall be made after submission of Test Certificate issued by the Manufacturer] | Two or more coats on new work | Sqm | 115.6
Finishing Work | 12.57.1 | Wall painting with acrylic emulsion paint, having VOC (Volatile Organic Compound) content less than 50 grams/litre, of approved brand and manufacture, including applying additional coats wherever required, to achieve even shade and colour [Payment shall be made after submission of Test Certificate issued by the Manufacturer] | One coat | Sqm | 57.5
Finishing Work | 12.57.2 | Wall painting with acrylic emulsion paint, having VOC (Volatile Organic Compound) content less than 50 grams/litre, of approved brand and manufacture, including applying additional coats wherever required, to achieve even shade and colour [Payment shall be made after submission of Test Certificate issued by the Manufacturer] | Two coats | Sqm | 85.7
Finishing Work | 12.58.1 | Wall painting with premium acrylic emulsion paint of interior grade, having VOC (Volatile Organic Compound ) content less than 50 grams/ litre of approved brand and manufacture, including applying additional coats wherever required to achieve even shade and colour [Payment shall be made after submission of Test Certificate issued by the Manufacturer] | One coat | Sqm | 61.6
Finishing Work | 12.58.2 | Wall painting with premium acrylic emulsion paint of interior grade, having VOC (Volatile Organic Compound ) content less than 50 grams/ litre of approved brand and manufacture, including applying additional coats wherever required to achieve even shade and colour [Payment shall be made after submission of Test Certificate issued by the Manufacturer] | Two coats | Sqm | 93.6
Finishing Work | 12.59.1 | Painting with synthetic enamel paint of approved brand and manufacture to give an even shade [Payment shall be made after submission of Test Certificate issued by the Manufacturer] | Two or more coats on new work | Sqm | 106.9
Finishing Work | 12.60.1 | Painting with synthetic enamel paint of approved brand and manufacture of required colour to give an even shade [Payment shall be made after submission of Test Certificate issued by the Manufacturer] | Two or more coats on new work over an under coat of suitable shade with ordinary paint (primer) of approved brand and manufacture | Sqm | 154.4
Finishing Work | 12.61.1 | Painting with synthetic enamel paint, having VOC (Volatile Organic Compound) content less than 150 grams/ litre, of approved brand and manufacture, including applying additional coats wherever required to achieve even shade and colour [Payment shall be made after submission of Test Certificate issued by the Manufacturer] | One coat | Sqm | 69.2
Finishing Work | 12.61.2 | Painting with synthetic enamel paint, having VOC (Volatile Organic Compound) content less than 150 grams/ litre, of approved brand and manufacture, including applying additional coats wherever required to achieve even shade and colour [Payment shall be made after submission of Test Certificate issued by the Manufacturer] | Two coats | Sqm | 109.4
Finishing Work | 12.62.1 | Painting with aluminium paint of approved brand and manufacture to give an even shade [Payment shall be made after submission of Test Certificate issued by the Manufacturer] | Two or more coats on new work | Sqm | 93
Finishing Work | 12.63.1 | Painting with acid proof paint of approved brand and manufacture of required colour to give an even shade [Payment shall be made after submission of Test Certificate issued by the Manufacturer] | Two or more coats on new work | Sqm | 116.9
Finishing Work | 12.64.1 | Painting with black anti-corrosive bitumastic paint of approved brand and manufacture to give an even shade [Payment shall be made after submission of Test Certificate issued by the Manufacturer] | Two or more coats on new work | Sqm | 86.3
Finishing Work | 12.65.1 | Floor painting with floor enamel paint of approved brand and manufacture of required colour to give an even shade [Payment shall be made after submission of Test Certificate issued by the Manufacturer] | Two or more coats on new work | Sqm | 130.3
Finishing Work | 12.66.1 | Varnishing with varnish of approved brand and mamufacturer [Payment shall be made after submission of Test Certificate issued by the Manufacturer] | Two or more coats of glue with copal varnish over an under coat of flatting varnish | Sqm | 152.4
Finishing Work | 12.66.2 | Varnishing with varnish of approved brand and mamufacturer [Payment shall be made after submission of Test Certificate issued by the Manufacturer] | Two or more coats of glue with spar varnish over an under coat of flatting varnish | Sqm | 154.6
Finishing Work | 12.67.1 | French spirit polishing [Payment shall be made after submission of Test Certificate issued by the Manufacturer] | Two or more coats on new works including a coat of wood filler | Sqm | 273
Finishing Work | 12.68.1 | Polishing on wood work with readymade wax polish (two or more coats) of approved brand and manufacture on new work | New work | Sqm | 122.5
Finishing Work | 12.69 | Floor polishing on masonry or concrete floors with wax polish of approved brand and manufacture [Payment shall be made after submission of Test Certificate issued by the Manufacturer] |  | Sqm | 56
Finishing Work | 12.71 | Providing and applying 12 mm thick (average) premixed formulated one coat gypsum lightweight plaster having additives and light weight aggregates as vermiculite/ perlite respectively conforming to IS: 2547 (Part - 1 & II) 1976, applied on hacked / uneven background such as bare brick/ block/ RCC work on walls & ceiling at all floors and locations, finished in smooth line and level etc. complete |  | Sqm | 339.4
Finishing Work | 12.74.1 | Painting (two or more coats) on rain water, soil, waste and vent pipes and fittings with black anticorrosive bitumastic paint of approved brand and manufacture over and including a priming coat of ready mixed zinc chromate yellow primer on new work [Payment shall be made after submission of Test Certificate issued by the Manufacturer] | 75 mm diameter pipes | Metre | 35.7
Finishing Work | 12.75.1 | Painting (two or more coats) on rain water, soil waste and vent pipes and fittings with aluminium paint of approved brand and manufacture over a priming coat of ready mixed zinc chromate yellow primer on new work [Payment shall be made after submission of Test Certificate issued by the Manufacturer] | 75 mm diameter pipes | Metre | 37.5
Finishing Work | 12.75.2 | Painting (two or more coats) on rain water, soil waste and vent pipes and fittings with aluminium paint of approved brand and manufacture over a priming coat of ready mixed zinc chromate yellow primer on new work [Payment shall be made after submission of Test Certificate issued by the Manufacturer] | 100 mm diameter pipes | Metre | 53.3
Finishing Work | 12.75.3 | Painting (two or more coats) on rain water, soil waste and vent pipes and fittings with aluminium paint of approved brand and manufacture over a priming coat of ready mixed zinc chromate yellow primer on new work [Payment shall be made after submission of Test Certificate issued by the Manufacturer] | 150 mm diameter pipes | Metre | 79.5
Finishing Work | 12.76 | Painting (one or more coats) with black Japan paint of approved brand and manufacture to give an even shade [Payment shall be made after submission of Test Certificate issued by the Manufacturer] |  | Sqm | 58.9
Finishing Work | 12.77.1 | Varnishing with varnish of approved brand and manufacture [Payment shall be made after submission of Test Certificate issued by the Manufacturer] | One or more coats with copal varnish | Sqm | 61.2
Finishing Work | 12.77.2 | Varnishing with varnish of approved brand and manufacture [Payment shall be made after submission of Test Certificate issued by the Manufacturer] | One or more coats with spar varnish | Sqm | 62
Finishing Work | 12.78 | Melamine polishing on wood work (one or more coat) [Payment shall be made after submission of Test Certificate issued by the Manufacturer] |  | Sqm | 113.8
Finishing Work | 12.79 | Polishing in high gloss/matt finish melamine clear polish on wood work in required color/wooden shade texture with following process in the sequence as detailed below: [Payment shall be made after submission of Test 1. The surface to be polished is rubbed with sand paper 80/120 no. and then with sand paper of 160/180 nos. 2. Applying two coats of sealer with spray gun and allowing sufficient drying time for 1st coat and 2nd coat is allowed to dry for 8 to 12 hrs. 3. On drying of sealer coat, wet rubbing with emery cloth of finer grading with ample water to remove excess sealer layer and make the surface further smooth after this wet rubbing, then surface is applied with special grade melamine fillers to fill all the small and big holes/grooves etc. Filler coat to be allowed to dry for 4 to 6 hrs on which again a light wet rubbing is done this surface is further allowed to dry for 12 hrs. 4. On this, 1st coat of melamine polish is applied with spray gun using melamine clear polish and melamine thinner in required proportion. This 1st coat is allowed to dry for 24 hrs then this dry surface is again fine wet rubbed smooth, which is further allowed to dry for 12 hrs. The final melamine polish is applied with compressor pressure spray gun using melamine clear polish and melamine thinner mixed in required proportion complete as per direction of Engineer-in-Charge. (Final coat to be done in 1 or 2 layers without gap of time.) |  | Sqm | 1062.9
Finishing Work | 12.80 | Providing High Relief Mural painting (including positive and negative space) work with cement mortar including design, creative, involvement, skill artisan, painting with special weather coats paint or bronze / brass matellic etc. complete as per direction of Engineer-in-Charge. Carpenter 2nd class Beldar Coolie Fitter (grade 1) Glazier Mason (brick layer) 2nd class Mate Painter White Washer Waterman Helper Sewerman Technician Skilled Beldar Sprayer (for bitumen, tar etc.) Backsmith 2nd class Coal Tar Cement (portland) Fuel wood Glue Hessian cloth Kerosene oil Dehradun white lime Dry distemper Linseed oil (double boiled) Aluminium paint Acid proof paint (chocolate or black) Anticorrosive bituminous paint (black) Black Japan Paint Synthetic enamel paint in black or chocolate shade White lead Water proofing cement paint Wax polish (ready made) Superior copal varnish Superior spar varnish Oil type wood preservative Steel (mild) round bar above 12 mm dia Structural steel such as tees, angles channels and R.S. joists Galvanised steel J or L hooks 8 mm dia G.I. Limpet washer Bitumen washer Whiting Epoxy paint Fire retardant paint Putty for wood work Glass panes of 4 mm thick (10.00 kg / sqm ). Glass panes of 5.5 mm thick (13.50 kg/sqm). Local teak wood fillets. Gamir wood fillets. Soft wood fillets. Sal wood batten Karai wood batten Soft wood batten Sal wood beam Karai wood beam Bolts and nuts up to 300 mm in length Indigo Colouring material 1st quality Acrylic washable distemper Textured exterior paint Acrylic exterior paint Premium Acrylic smooth exterior paint Floor enamel paint in all shades except green Wood filler (Shellac) Spirit Base Jack Mild steel tubes hot finished welded type Spigot for standard jointing Double coupler Challies Cup lock Bleaching powder Water for jetting / blowback Vitreous china Indian type W.C. pan size 580 mm Vitreous china orrisa type W.C. pan size 580 mm Vitreous china foot rests 250x125x25 mm Centrifugally sand cast (spun) S&S "P" or "S" trap PVC slotted pipe 200 mm dia as per IS: 12818 Bright finished or black enameled mild steel screws 40 mm Dash fastener / Chemical fastener Wheel 75 mm dia. 40 mm wide Flats upto 10 mm in thickness Welding by electrc plant incuding wages for welder Hire charge of pump set of capacity 4000 litres/hour Hire charge ofsuction jetting machine 2200PSI machine i/c POL and operator Hire charges of spraying machine including electric cgarges Air Compressor Using cost of Ultra Violet Radiation tube Carriage: Timber/ wooden fillets Carriage: Steel Carriage: Lime Carriage: Cement Carriage: Tar bitumen Carriage: Rubbish |  | Sqm | 6985
Repairs to Building | 13.2 | Providing and fixing double scaffolding system (cup lock type) on the exterior side, up to seven story height made with 40 mm dia M.S. tube 1.5 m centre to centre, horizontal & vertical tubes joining with cup & lock system with M.S. tubes, M.S. tube challies, M.S. clamps and M.S. staircase system in the scaffolding for working platform etc. and maintaining it in a serviceable condition for the required duration as approved and removing it there after.The scaffolding system shall be stiffened with bracings, runners, connection with the building etc wherever required for inspection of work at required locations with essential safety features for the workmen etc. complete as per directions and approval of Engineerin-charge.The elevational area of the scaffolding shall be measured for payment purpose.The payment will be made once irrespective of duration of scaffolding. Note: - This item to be used for maintenance work judicially, necessary deduction for scaffolding in the existing item to be done |  | Sqm | 280.9
Repairs to Building | 13.3 | Cleaning of terrace/loft water storage tank (inside surface area) upto 2000 litre capacity at all heights with coconut brushes, duster etc., removal of silt, rubbish from the tank and cleaning the tank with fresh water disinfecting with bleaching powder @ 0.5gm per litre capacity of tank, including marking the date of cleaning on the side of tank body with the help of stencil and paint and disposing of malba, all complete as per direction of Engineer-in-Charge. (The old date already written on tank should be removed with paint remover or black paint and if date is not written with the stencil or old date is not removed deduction will be made @ Rs. 0.10 per litre if during cleaning any GI fittings or ball cock is damaged that is to be repaired by contractor at his own cost and nothing extra will be paid on this account) |  | Litre | 0.3
Repairs to Building | 13.4 | Cleaning and desilting of gully trap chamber, including removal of rubbish mixed with earth etc. and disposal of same, all as per the direction of Engineer-in-charge |  | Each | 66.8
Repairs to Building | 13.5 | Cleaning of chocked sewer line by diesel running vehicle mounting hydraulic operated high pressure suction cum jetting sewer cleaning machine fitted with pump having 4000 litres suction capacity and 6000 litres water jetting tank capacity including skilled operator, supervising engineer etc. for cleaning and partial desilting of manholes and dechocking of sewer lines. Dechocking and flushing of sewer line from one manhole to another by high pressure jetting system of 2200 PSI for sewer line from 150mm dia upto 300mm dia for all depth |  | Metre | 299.7
Repairs to Building | 13.6 | Cleaning of under ground sump, Over Head R.C.C. Tank ( independent staging) including disposal of slit and rubbish, all as per direction of Engineer-in-Charge. The cleaning shall consist following operations: (i)Tank shall be emptied of water by pumping & bottom shall be cleaned of slit and other deposits. (ii) Entire surface area of the sump shall then scrubbed thoroughly with wire brush etc. and pressure washed with water. (iii) Chlorination of RCC internal surface by liquid chlorine. (iv) The treated surface shall be dried using air jetting and all loose particles shall be removal from the surface. (v) Finally the surface shall be treated with ultraviolet radiation etc. as per direction of Engineer-in-Charge |  | Sqm | 58.6
Repairs to Building | 13.7 | Disconnecting damaged overhead/terrace PVC water storage tank of any size from water supply line and removing from the terrace including shifting at ground level as per direction of Engineer-in-charge |  | Each | 266.3
Repairs to Building | 13.8.1 | Providing & fixing White vitreous china water closet squatting pan (Indian type) along with "S" or "P" trap including dismantling of old WC seat and "S" or "P" trap at site complete with all operations including all necessary materials, labour and disposal of dismantled material including malba, all complete as per the direction of Engineer-in charge | Long pattern W.C Pan of size 580x440 mm | Each | 2902.3
Repairs to Building | 13.8.2 | Providing & fixing White vitreous china water closet squatting pan (Indian type) along with "S" or "P" trap including dismantling of old WC seat and "S" or "P" trap at site complete with all operations including all necessary materials, labour and disposal of dismantled material including malba, all complete as per the direction of Engineer-in charge | Orissa pattern W.C Pan of size 580x440 mm | Each | 4019.8
Repairs to Building | 13.9 | Dismantling W.C. Pan of all sizes including disposal of dismantled materials including malba all complete as per directions of Engineer-in-Charge |  | Each | 83.5
Repairs to Building | 13.10.1 | Dismantling 15 to 40 mm dia G.I. pipe including stacking of dismantled pipes (within 50 metres lead) as per direction of Engineer-in-Charge | Internal Work- Exposed on wall | Metre | 3.2
Repairs to Building | 13.11 | Cutting holes of required size in brick masonry wall for fixing of exhaust fan including providing and fixing 300 mm dia PVC pipe conforming BIS-12818 and making good the same etc. complete as per direction of Engineer-in-charge |  | Each | 218.6
Repairs to Building | 13.12 | Taking out existing wooden door shutter, repair by cutting, painting etc. and refixing of repaired door shutters to existing door frames, including replacement of hinges with screws, etc. as required, all complete as per the direction of the Engineer-in-charge |  | Each | 259.7
Repairs to Building | 13.13.1 | Fixing chowkhats in existing opening including embedding chowkhats in floors or walls, cutting masonry / RCC / CC for hold fasts, embedding hold fasts in cement concrete blocks with cement concrete 1: 3: 6 ( 1 cement: 3 fine sand: 6 graded well burnt brick aggregate 20 mm nominal size ) painting two coats of coal tar to sides of chowkhats and making good the damages to walls and floors as required including disposal of rubbish to the dumping ground with all leads and lifts complete as per direction of the Engineer in charge | Door chowkhats | Each | 1376.4
Repairs to Building | 13.13.2 | Fixing chowkhats in existing opening including embedding chowkhats in floors or walls, cutting masonry / RCC / CC for hold fasts, embedding hold fasts in cement concrete blocks with cement concrete 1: 3: 6 ( 1 cement: 3 fine sand: 6 graded well burnt brick aggregate 20 mm nominal size ) painting two coats of coal tar to sides of chowkhats and making good the damages to walls and floors as required including disposal of rubbish to the dumping ground with all leads and lifts complete as per direction of the Engineer in charge | Window chowkhats | Each | 800
Repairs to Building | 13.13.3 | Fixing chowkhats in existing opening including embedding chowkhats in floors or walls, cutting masonry / RCC / CC for hold fasts, embedding hold fasts in cement concrete blocks with cement concrete 1: 3: 6 ( 1 cement: 3 fine sand: 6 graded well burnt brick aggregate 20 mm nominal size ) painting two coats of coal tar to sides of chowkhats and making good the damages to walls and floors as required including disposal of rubbish to the dumping ground with all leads and lifts complete as per direction of the Engineer in charge | Clerestory Window chowkhats | Each | 589.6
Repairs to Building | 13.14 | Fixing chowkhat in existing opening in brick/ RCC wall with dash fasteners/ Chemical fasteners of appropriate size (3 nos on each vertical member of door chowkhat and 2 nos on each vertical member of window chowkhats), including Cost of dash fasteners/ chemical fastener |  | Each | 256.3
Repairs to Building | 13.15.1 | Making the opening in brick masonry including dismantling in floor or walls by cutting masonry and making good the damages to walls, flooring and jambs complete, to match existing surface i/c disposal of mulba/ rubbish to the nearest municipal dumping ground, all complete as per directions of Engineer-In- Charge | For door/ window/ clerestory window | Each | 750.5
Repairs to Building | 13.16.1 | Renewing glass panes, with putty and nails wherever necessary including racking out the old putty | Float glass panes of thickness 4 mm | Sqm | 1017.4
Repairs to Building | 13.16.2 | Renewing glass panes, with putty and nails wherever necessary including racking out the old putty | Float glass panes of thickness 5.5 mm | Sqm | 1254.4
Repairs to Building | 13.17.1 | Renewing glass panes, with wooden fillets wherever necessary | Float glass panes of thickness 4 mm | Sqm | 1292.4
Repairs to Building | 13.17.2 | Renewing glass panes, with wooden fillets wherever necessary | Float glass panes of thickness 5.5 mm | Sqm | 1511.1
Repairs to Building | 13.18.1 | Renewing glass panes and refixing existing wooden fillets | Float glass panes of thickness 4 mm | Sqm | 1058.7
Repairs to Building | 13.18.2 | Renewing glass panes and refixing existing wooden fillets | Float glass panes of thickness 5.5 mm | Sqm | 1407.1
Repairs to Building | 13.19.1 | Supplying and fixing new wooden fillets wherever necessary | Local teak wood fillets | Metre | 41.6
Repairs to Building | 13.19.2 | Supplying and fixing new wooden fillets wherever necessary | Gamair wood fillets | Metre | 41.5
Repairs to Building | 13.19.3 | Supplying and fixing new wooden fillets wherever necessary | Soft wood fillets | Metre | 26.7
Repairs to Building | 13.20 | Renewal of old putty of glass panes (length) |  | Metre | 44.1
Repairs to Building | 13.21 | Refixing old glass panes with putty and nails |  | Sqm | 449.3
Repairs to Building | 13.22 | Fixing old glass panes with wooden fillets (excluding cost of fillets) |  | Sqm | 421.6
Repairs to Building | 13.23.1 | Renewing wooden battens in roofs, including making good the holes in wall and painting with oil type wood preservative of approved brand and manufacture as required including removal of rubbish to the dumping ground with all leads and lifts complete as per direction of the Engineer in charge | Sal wood | Cum | 77511.8
Repairs to Building | 13.23.2 | Renewing wooden battens in roofs, including making good the holes in wall and painting with oil type wood preservative of approved brand and manufacture as required including removal of rubbish to the dumping ground with all leads and lifts complete as per direction of the Engineer in charge | Karai wood | Cum | 65017.2
Repairs to Building | 13.23.3 | Renewing wooden battens in roofs, including making good the holes in wall and painting with oil type wood preservative of approved brand and manufacture as required including removal of rubbish to the dumping ground with all leads and lifts complete as per direction of the Engineer in charge | Soft wood | Cum | 43075.7
Repairs to Building | 13.24.1 | Renewing wooden beams in roofs, including making good the holes in wall and painting with oil type wood preservative of approved brand and manufacture as required including removal of rubbish to the dumping ground with all leads and lifts complete as per direction of the Engineer in charge | Not exceeding 4.0 metre in length:- Sal wood | Cum | 116347.9
Repairs to Building | 13.25 | Providing and fixing 16 mm dia M.S. fan clamps of standard shape and size in existing RCC slab including cutting chase and making good and painting exposed portion of the clamps as required including disposal of rubbish etc. to the dumping ground with all leads and lifts complete as per direction of the Engineer in charge |  | Each | 264.2
Repairs to Building | 13.26 | Fixing of old wind tie with new fittings including painting two or or more coats with anticorrosive bitumastic paint of approved brand and manufacture over and including priming coat of zinc chromate yellow primer of approved brand and manufacture as required complete as per direction of the Engineer in charge |  | Metre | 106.8
Repairs to Building | 13.27 | Renewing bottom rail and / or top runner of collapsible gate including making good all damages and applying priming coat of zinc chromate yellow primer of approved brand and manufacture as required including removal of rubbish to the dumping ground with all leads and lifts complete as per direction of the Engineer in charge |  | KG | 427
Repairs to Building | 13.28 | Dismantling rolling shutters with all accessories and stacking properly and refitting the same after oiling and greasing the same with necessary cement concrete for fitting fixing of hold fasts etc. for all lifts and upto a lead of 50 m as required complete as per direction of the Engineer in charge |  | Sqm | 950.5
Repairs to Building | 13.29.1 | Wheel 50 mm dia and below |  | Each | 199
Repairs to Building | 13.29.2 | Wheel above 50 mm dia |  | Each | 213.8
Repairs to Building | 13.31 | Providing and applying cement slurry on old CC / RCC / Brick works in joints to receive new and fresh CC / RCC / Brick works including roughening and cleaning the old surface as required complete as per direction of the Engineer in charge |  | Sqm | 81.2
Repairs to Building | 13.33 | Removing white or colour wash by scrapping and sand papering and preparing the surface smooth including necessary repairs to scratches etc. complete |  | Sqm | 13.3
Repairs to Building | 13.34 | Distempering with dry distemper of approved brand and manufacture and of required shade on old work ( one or more coats ), to give an even shade as required complete as per direction of the Engineer in charge |  | Sqm | 44.5
Repairs to Building | 13.35 | Distempering with 1st quality washable acrylic distemper of approved brand and manufacture and of required shade on old work ( one or more coats ), to give an even shade as required complete as per direction of the Engineer in charge |  | Sqm | 46.2
Repairs to Building | 13.37 | Removing dry or oil bound distemper, water proofing cement paint and the like by scrapping, sand papering and preparing the surface smooth including necessary repairs to scratches etc. complete |  | Sqm | 17.4
Repairs to Building | 13.38 | Finishing walls with water proofing cement paint of required shade of approved brand and manufacture on old work ( one or more coats ) including preparation of surface as required complete as per direction of the Engineer in charge |  | Sqm | 57.3
Repairs to Building | 13.39 | Finishing walls with textured exterior paint of required shade of approved brand and manufacture on old work ( one or more coats ) including preparation of surface as required complete as per direction of the Engineer in charge |  | Sqm | 139.1
Repairs to Building | 13.40 | Finishing walls with acrylic smooth exterior paint of required shade of approved brand and manufacture on old work ( one or more coats ) including preparation of surface as required complete as per direction of the Engineer in charge |  | Sqm | 81.1
Repairs to Building | 13.41 | Finishing walls with premium acrylic smooth exterior paint of required shade of approved brand and manufacture on old work ( one or more coats ) including preparation of surface as required complete as per direction of the Engineer in charge |  | Sqm | 78
Repairs to Building | 13.42 | Painting one thin coat with white lead of approved brand and manufacture on wet or patchy portion of plastered surface on old work including preparation of surface as required complete as per direction of the Engineer in charge |  | Sqm | 92.7
Repairs to Building | 13.43.1 | Finishing with epoxy paint ( one or more coats ) of approved brand and manufacture at all locations prepared and applied as per manufacturer's specification on old work including preparation of surface etc. as required complete as per direction of the Engineer in charge | On steel work | Sqm | 80
Repairs to Building | 13.43.2 | Finishing with epoxy paint ( one or more coats ) of approved brand and manufacture at all locations prepared and applied as per manufacturer's specification on old work including preparation of surface etc. as required complete as per direction of the Engineer in charge | On concrete work | Sqm | 83.6
Repairs to Building | 13.44 | Painting on G.S. sheet with synthetic enamel paint ( one or more coats ) of approved brand and manufacture of required colour to give an even shade on old work including preparation of surface as required complete as per direction of the Engineer in charge |  | Sqm | 69.3
Repairs to Building | 13.45.1 | Painting on rain water, soil, waste and vent pipes and fittings with black anticorrosive bitumastic paint ( one or more coats ) of approved brand and manufacture to give an even shade on old work including preparation of surface as required complete as per direction of the Engineer in charge | 50 mm dia | Metre | 20.4
Repairs to Building | 13.45.2 | Painting on rain water, soil, waste and vent pipes and fittings with black anticorrosive bitumastic paint ( one or more coats ) of approved brand and manufacture to give an even shade on old work including preparation of surface as required complete as per direction of the Engineer in charge | 75 mm dia | Metre | 28.2
Repairs to Building | 13.45.3 | Painting on rain water, soil, waste and vent pipes and fittings with black anticorrosive bitumastic paint ( one or more coats ) of approved brand and manufacture to give an even shade on old work including preparation of surface as required complete as per direction of the Engineer in charge | 100 mm dia | Metre | 37.7
Repairs to Building | 13.45.4 | Painting on rain water, soil, waste and vent pipes and fittings with black anticorrosive bitumastic paint ( one or more coats ) of approved brand and manufacture to give an even shade on old work including preparation of surface as required complete as per direction of the Engineer in charge | 150 mm dia | Metre | 58
Repairs to Building | 13.46.1 | Painting on rain water, soil, waste and vent pipes and fittings with synthetic enamel paint ( one or more coats ) of required colour of approved brand and manufacture to give an even shade on old work over and including preparation of surface as required complete as per direction of the Engineer in charge | 50 mm dia | Metre | 21.2
Repairs to Building | 13.46.2 | Painting on rain water, soil, waste and vent pipes and fittings with synthetic enamel paint ( one or more coats ) of required colour of approved brand and manufacture to give an even shade on old work over and including preparation of surface as required complete as per direction of the Engineer in charge | 75 mm dia | Metre | 29.3
Repairs to Building | 13.46.3 | Painting on rain water, soil, waste and vent pipes and fittings with synthetic enamel paint ( one or more coats ) of required colour of approved brand and manufacture to give an even shade on old work over and including preparation of surface as required complete as per direction of the Engineer in charge | 100 mm dia | Metre | 39.4
Repairs to Building | 13.46.4 | Painting on rain water, soil, waste and vent pipes and fittings with synthetic enamel paint ( one or more coats ) of required colour of approved brand and manufacture to give an even shade on old work over and including preparation of surface as required complete as per direction of the Engineer in charge | 150 mm dia | Metre | 57.7
Repairs to Building | 13.47 | Painting on wood work with oil type wood preservative ( one or more coats ) of approved brand and manufacture on old work including preparation of surface as required complete as per direction of the Engineer in charge |  | Sqm | 45.3
Repairs to Building | 13.48 | Providing and applying fire retardant paint unthinned on cleaned wood / ply surface ( one or more coats ) of required colour of approved brand and manufacture on old work including preparation of surface as per recommendation of the manufacturer to make the surface fire returdant and as required complete as per direction of the Engineer in charge |  | Sqm | 224.6
Repairs to Building | 13.49 | Coal tarring ( one or more coats ) of approved brand and manufacture on old work @ 0.16 litre coal tar per sqm including preparation of surface as required complete as per direction of the Engineer in charge |  | Sqm | 44.5
Repairs to Building | 13.50 | Wall painting with acrylic exterior paint (one or more coats ) of required colour of approved brand and manufacture on old work to give an even shade including preparation of surface as required complete as per direction of the Engineer in charge |  | Sqm | 97.5
Repairs to Building | 13.51 | Painting with enamel paint ( one or more coats ) of required colour of approved brand and manufacture on old work to give an even shade including preparation of surface as required complete as per direction of the Engineer in charge |  | Sqm | 71.7
Repairs to Building | 13.52 | Painting with synthetic enamel paint ( one or more coats ) of required colour of approved brand and manufacture on old work to give an even shade including preparation of surface as required complete as per direction of the Engineer in charge |  | Sqm | 75.4
Repairs to Building | 13.53 | Painting with aluminium paint (one or more coats ) of approved brand and manufacture on old work to give an even shade including preparation of surface as required complete as per direction of the Engineer in charge |  | Sqm | 65.2
Repairs to Building | 13.54 | Painting with acid proof paint ( one or more coats ) of approved brand and manufacture of required colour on old work to give an even shade including preparation of surface as required complete as per direction of the Engineer in charge |  | Sqm | 82
Repairs to Building | 13.55 | Painting with black anticorrosive bitumastic paint ( one or more coats ) of approved brand and manufacture on old work to give an even shade including preparation of surface as required complete as per direction of the Engineer in charge |  | Sqm | 63.5
Repairs to Building | 13.56 | Floor painting with floor enamel paint ( one or more coats ) of approved brand and manufacture of required colour on old work to give an even shade including preparation of surface as required complete as per direction of the Engineer in charge |  | Sqm | 84.8
Repairs to Building | 13.58 | French spirit polishing ( one or more coats of glue sizing ) on old work including preparation of surface clean, dirt and dust free, sand papered smooth as required complete as per direction of the Engineer in charge |  | Sqm | 155
Repairs to Building | 13.59 | Polishing on wood work with readymade wax polish ( two or more coats ) of approved brand and manufacture on old work including preparation of surface as required complete as per direction of the Engineer in charge |  | Sqm | 67.8
Repairs to Building | 13.60 | Floor polishing on masonry / concrete floors with readymade wax polish ( two or more coats ) of approved brand and manufacture on old work including preparation of surface as required complete as per direction of the Engineer in charge |  | Sqm | 32.6
Repairs to Building | 13.62 | Painting ( one or more coat ) with black japan paint of approved brand and manufacture on old work to give an even shade as required complete as per direction of the Engineer in charge. Fuel wood Carpenter 2nd class Beldar Coolie Fitter (grade 1) Mason (brick layer) 2nd class Mate Helper Waterman Chowkidar Khalashi Blacksmith 2nd class Kerosene oil |  | Sqm | 60.4
Dismantling & Demolishing | 14.1 | Demolishing lime concrete manually / by mechanical means including disposal of material with all lifts and upto 50 m lead etc. complete as per direction of the Engineer- in-charge |  | Cum | 466.2
Dismantling & Demolishing | 14.2.1 | Demolishing cement concrete manually / by mechanical means including disposal of material with all lifts and upto 50 m lead etc. complete as per direction of the Engineer- in-charge | Nominal concrete 1:3:6 or richer mix (i/c equivalent design mix) | Cum | 1436
Dismantling & Demolishing | 14.2.2 | Demolishing cement concrete manually / by mechanical means including disposal of material with all lifts and upto 50 m lead etc. complete as per direction of the Engineer- in-charge | Nominal concrete 1:4:8 or leaner mix (i/c equivalent design mix) | Cum | 911.7
Dismantling & Demolishing | 14.3 | Demolishing reinforced cement concrete manually / by mechanical means including stacking of steel bars properly and disposal of unserviceable material with all lifts and upto 50 m lead etc. complete as per direction of the Engineer- in-charge |  | Cum | 2087.3
Dismantling & Demolishing | 14.4 | Demolishing reinforced brick work manually / by mechanical means including stacking of steel bars, bricks/ brick slump properly and disposal of unserviceable material with all lifts and upto 50 m lead etc. complete as per direction of the Engineer- in-charge |  | Cum | 1805.4
Dismantling & Demolishing | 14.5 | Extra for cutting reinforcement in RCC or R.B. work manually / by mechanical means (payment to made on the cross sectional area of RCC or R.B. work) etc. complete as per direction of the Engineer- in-charge |  | Sqm | 767.3
Dismantling & Demolishing | 14.6 | Extra for scrapping, cleaning and straightening reinforcement obtained from RCC or R.B. work etc. complete as per direction of the Engineer- in-charge |  | KG | 4.5
Dismantling & Demolishing | 14.7.1 | Demolishing brick work including stacking of serviceable materials and disposal of unserviceable materials with all lifts and upto a lead of 50m etc. complete as per direction of the Engineer- in-charge | In mud mortar | Cum | 405.2
Dismantling & Demolishing | 14.7.2 | Demolishing brick work including stacking of serviceable materials and disposal of unserviceable materials with all lifts and upto a lead of 50m etc. complete as per direction of the Engineer- in-charge | In lime mortar | Cum | 476.7
Dismantling & Demolishing | 14.7.3 | Demolishing brick work including stacking of serviceable materials and disposal of unserviceable materials with all lifts and upto a lead of 50m etc. complete as per direction of the Engineer- in-charge | In cement mortar | Cum | 1145.4
Dismantling & Demolishing | 14.8.1 | Removing mortar from brick and cleaning bricks including stacking bricks and disposal rubbish with all lifts and upto a lead of 50 m etc. complete as per direction of the Engineer- in-charge | In mud mortar | Each | 2.6
Dismantling & Demolishing | 14.8.2 | Removing mortar from brick and cleaning bricks including stacking bricks and disposal rubbish with all lifts and upto a lead of 50 m etc. complete as per direction of the Engineer- in-charge | In lime mortar | Each | 3.1
Dismantling & Demolishing | 14.8.3 | Removing mortar from brick and cleaning bricks including stacking bricks and disposal rubbish with all lifts and upto a lead of 50 m etc. complete as per direction of the Engineer- in-charge | In cement mortar | Each | 3.8
Dismantling & Demolishing | 14.10 | Taking out doors, windows and clerestory window shutters (steel or wood) including stacking within 50 metres lead: Of area 3 sqm and below. Of area beyond 3 sqm |  | Each | 75.7
Dismantling & Demolishing | 14.11 | Dismantling wood work in frames, trusses, purlins and rafters up to 10 metres span and 5 metres height including stacking the material within 50 metres lead: Of sectional area 40 sq cm and below. Of sectional area beyond 40 sq cm |  | Metre | 10.3
Dismantling & Demolishing | 14.14 | Dismantling steel work in single section including dismembering and stacking of serviceable materials and unserviceable materials separately with all lifts and upto a lead of 50 m etc.complete as per direction of the Engineer- in-charge:- R.S Joists. Channels, angles, tees and flats |  | KG | 1.5
Dismantling & Demolishing | 14.15 | Dismantling steel work in built up section in channels, angles, tees, flats including all gusset plates, bolts, nuts, cutting rivets, welding including dismembering and stacking of serviceable materials and unserviceable materials separately with all lifts and upto a lead of 50 m etc. complete as per direction of the Engineer- in-charge |  | KG | 3.1
Dismantling & Demolishing | 14.16 | Dismantling steel work in built up section manually / mechanically without dismembering and stacking of serviceable materials and unserviceable materials separately with all lifts and upto a lead of 50 m etc. complete as per direction of the Engineer- in-charge |  | KG | 2.2
Dismantling & Demolishing | 14.19 | Dismantling dry brick pitching in floors, drains etc. including stacking of serviceable materials and unserviceable materials separately with all lifts and upto a lead of 50 m etc.complete as per direction of the Engineer- in-charge |  | Cum | 744.8
Dismantling & Demolishing | 14.20 | Dismantling tile work in floors and roofs laid in cement mortar including stacking material within 50 metres lead. For thickness of tiles 10 mm to 25 mm For thickness of tiles above 25 mm and up to 40 mm |  | Sqm | 41.5
Dismantling & Demolishing | 14.21 | Dismantling stone slab flooring laid in cement mortar including stacking of serviceable material and disposal of unserviceable material within 50 metres lead |  | Sqm | 144.4
Dismantling & Demolishing | 14.22 | Dismantling GS sheet roofing including ridges, hips, valleys, gutters wind ties etc. including dismembering and stacking of serviceable materials and unserviceable materials separately with all lifts and upto a lead of 50 m etc.complete as per direction of the Engineer- in-charge |  | Sqm | 92.8
Dismantling & Demolishing | 14.23 | Dismantling old plaster or pointing, raking out joints, cleaning and preparing the surface for re-plastering or re-pointing including disposal of rubbish to the dumping ground with all leads and lifts etc.complete as per direction of the Engineer- in-charge |  | Sqm | 30.1
Dismantling & Demolishing | 14.24 | Dismantling old glass panes from wooden / steel structures including stacking of serviceable materials and disposal of rubbish and unserviceable materials to the dumping ground with all leads and lifts etc.complete as per direction of the Engineer- in- charge |  | Sqm | 14
Dismantling & Demolishing | 14.25 | Dismantling ballies or wooden posts and struts including stacking within 50 metres lead |  | Metre | 11.4
Dismantling & Demolishing | 14.26 | Dismantling and stacking within 50 metres lead, fencing posts or struts including all earth work and dismantling of concrete etc. in base of: T' or 'L' iron or pipe RCC |  | Each | 139.1
Dismantling & Demolishing | 14.27 | Dismantling precast concrete or stone slabs in walls, partition walls etc. including stacking within 50 metres lead: Thickness up to 40 mm Thickness above 40 mm up to 75 mm |  | Sqm | 157.2
Dismantling & Demolishing | 14.28 | Dismantling G.I. pipes (external work) including excavation and refilling trenches after taking out the pipes, manually/ by mechanical means including stacking of pipes within 50 metres lead as per direction of Engineer-in-charge: 15 mm to 40 mm nominal bore Above 40 mm nominal bore |  | Metre | 75.6
Dismantling & Demolishing | 14.29 | Dismantling C.I. pipes including excavation and refilling trenches after taking out the pipes, manually/ by mechanical means breaking lead caulked joints, melting of lead and making into blocks including stacking of pipes & lead at site within 50 metre lead as per direction of Engineer-in- charge: Up to 150 mm diameter Above 150 mm dia up to 300 mm dia Above 300 mm diameter |  | Metre | 244
Dismantling & Demolishing | 14.30 | Taking out C.I. cover with frame from R.C.C. top slab of manholes of various sizes including demolishing of R.C.C. work manually/ by mechanical means and stacking of useful materials near the site and disposal of unserviceable materials within 50 metres lead as per direction of Engineer-in-charge |  | Each | 372.4
Dismantling & Demolishing | 14.31 | Taking out C.I. cover with frame from R.C.C. top slab of inspection chambers of various sizes including demolishing of R.C.C. work manually/ by mechanical means and stacking of useful materials near the site and disposal of unserviceable materials within 50 metres lead as per direction of Engineer-incharge |  | Each | 223.4
Dismantling & Demolishing | 14.32 | Dismantling of flushing cistern of all types (C.I./PVC/Vitrious China) including stacking of useful materials near the site and disposal of unserviceable materials within 50 metres lead |  | Each | 474
Dismantling & Demolishing | 14.33 | Dismantling aluminium/ Gypsum partitions, doors, windows, fixed glazing and false ceiling including disposal of unserviceable surplus material and stacking of serviceable material with in 50 meters lead as directed by Engineer-in-charge. Hire and running charges of tipper Hire and running charges of loader. Hire and running charges of hydraulic piling rig with power unit etc. including complete accessories and shifting at site. Hire and running charges of light crane. Hire and running charges of bentonite pump. Hire and running charges of vibrating pile driving hammer complete with power unit and accessories. Hire and running charges of crane 20 tonne capacity. Hire and running charges of Tripod and Mechanical Winch machine complete with power unit and accessories. Hire and running charges of drill machine upto 400 mm dia. (including cost of mobil oil, diesel consumption in ordinary soil and operator) Pile integrity testing equipment Beldar Mistry Technician Helper (Technician) C.I. pile shoe. M.S. clamps for pile shoe of 35 kg per pile. Bentonite. Vertical load testing (initial) of piles in accordance with IS: 2911 (Part-IV) including installation of loading platform and preparation of pile head or construction of test cap and dismantling of test cap after test etc. complete as per specification and up to 50 tonne capacity pile Vertical load testing (initial) of piles in accordance with IS: 2911 (Part-IV) including installation of loading platform and preparation of pile head or construction of test cap and dismantling of test cap after test etc. complete as per specification & above 50 tonne and up to 100 tonne Vertical load testing (initial) of piles in accordance with IS: 2911 (Part-IV) including installation of loading platform and preparation of pile head or construction of test cap and dismantling of test cap after test etc. complete as per specification & group of two or more up to 50 tonne Cyclic vertical load testing of piles in accordance with IS: 2911 (Part-IV) including preparation of pile head etc. for Single pile up to 50 tonne capacity Cyclic vertical load testing of piles in accordance with IS: 2911 (Part-IV) including preparation of pile head etc. for Single pile above 50 tonne capacity pile and up to 100 tonne capacity pile Cyclic vertical load testing of piles in accordance with IS: 2911 (Part-IV) including preparation of pile head etc. for Group of two piles up to 50 tonne capacity each Lateral load testing of single pile in accordance with IS: 2911 part -IV for determining safe allowable lateral load on pile up to 50 tonne capacity Lateral load testing of single pile in accordance with IS: 2911 part -IV for determining safe allowable lateral load on pile above 50 tonne capacity Carriage: Steel Carriage: Cast iron fittings Carriage: Bentonite |  | Sqm | 31.1
Steel Work | 9 | Concrete in driven cast-in-situ piles shall be cast minimum above the designed top level of pile, which shall be stripped either before final set or after 3 days. Providing, driving with hydraulic piling rigs with power units and installing driven cast-in-situ reinforced cement concrete piles of grade M25 of specified diameter and length below the pile cap, to carry safe working load not less than specified, excluding the cost of steel reinforcement but including the cost of shoe and the length of pile to be embedded in the pile cap etc. all complete. (Length of pile for payment shall be measured from top of shoe to the bottom of pile cap): 400 mm dia piles. 450 mm dia piles. 500 mm dia piles. 550 mm dia piles. 600 mm dia piles. 750 mm dia piles. Boring, providing and installation bored cast-in-situ reinforced cement concrete piles of grade M-25 of specified diameter and length below the pile cap, to carry a safe working load not less than specified, excluding the cost of steel reinforcement but including the cost of boring with bentonite solution and temporary casing of appropriate length for setting out and removal of same and the length of the pile to be embedded in the pile cap etc. by percussion drilling using Direct Mud Circulation (DMC) or Bailer and Chisel Technique by Tripod and Mechanical Winch Machine all complete, including removal of excavated earth with all its lifts and leads. (Length of pile for payment shall be measured upto bottom of pile cap). Note: Truck Mounted rotary / TMR / Tubewell Boring Machine shall not be used. 450 mm dia piles. 500 mm dia piles. 550 mm dia piles. 600 mm dia piles. 750 mm dia piles. Boring, providing and installation bored cast-in-situ reinforced cement concrete piles of grade M-25 of specified diameter and length below the pile cap, to carry a safe working load not less than specified, excluding the cost of steel reinforcement but including the cost of boring with bentonite solution and temporary casing of appropriate length for setting out and removal of same and the length of the pile to be embedded in the pile cap etc. by Crawler Mounted, telescopic boom hydraulic piling Rig all complete, including removal of excavated earth with all its lifts and leads. (Length of pile for payment shall be measured upto bottom of pile cap). Note: Truck Mounted rotary / TMR / Tubewell Boring Machine shall not be used. 600 mm dia piles. 750 mm dia piles. 1000 mm dia piles. 1200 mm dia piles. 1500 mm dia piles. Boring with hydraulic piling rigs with power units, providing and installing cast in situ single under reamed piles of specified diameter and length below pile cap in M25 cement concrete, to carry a safe working load not less than specified, excluding the cost of steel reinforcement but including the cost of boring with bentonite solution and the length of the pile to be embedded in pile cap etc. all complete as per specification & the direction of Engineer in­charge (Length of pile for payment shall be measured upto to the bottom of pile cap):- 300 mm dia piles. 400 mm dia piles. 450 mm dia piles. 500 mm dia piles. 550 mm dia piles. Extra over item No. 15.4 for boring, providing and installing cast-in-situ additional bulb in under reamed reinforced cement concrete piles, under specified dia meter as per specification & the direction of Engineer in­charge (only the quantity of extra bulbs are to be paid):- 300 mm dia piles. 400 mm dia piles. 450 mm dia piles. 500 mm dia piles. 550 mm dia piles. Providing, driving (with vibrating pile driving hammer complete with power units & accessories) and installing driven Pre-cast reinforced cement concrete piles of specified diameter and length below the pile cap in M25 cement concrete to carry safe working load not less than specified with a central through preformed hole with M.S. black pipe of dia. 40mm for grouting with cement sand grouting of mix 1:2 (1 cement: 2 fine sand) under sufficient positive pressure to ensure complete filling including centring, shuttering, driving and removing the steel casing pipe and lifting casing etc. complete but excluding the cost of steel reinforcement as per specification & the direction of Engineer in­charge (Length of pile for payment shall be measured from top of the shoe to the bottom of pile cap):- 400 mm dia piles. 450 mm dia piles. 500 mm dia piles. 550 mm dia piles. 600 mm dia piles. 750 mm dia piles. Vertical load testing of piles in accordance with 2911 (Part IV) including installation of loading platform by Kentledge and preparation of pile head or construction of test cap and dismantling of test cap after test etc. complete as per specification & the direction of Engineer in­charge:- Note: 1. Initial and Routine Load Test shall not be carried out by Dynamic Method of Testing Note: 2. Testing agency shall submit the design of loading platform for the approval of Engineer-in- Charge. Single pile upto 50 tonne safe capacity Initial test (Test Load 2.5 times the safe Capacity). Routine test (Test Load 1.5 times the safe Capacity). Single pile above 50 tonne and upto 100 tonne safe capacity pile:- Initial test (Test Load 2.5 times the safe Capacity). Routine test (Test Load 1.5 times the safe Capacity). Group of two or more piles upto 50 tonne safe capacity Initial test (Test Load 2.5 times the safe Capacity). Routine test (Test Load 1.5 times the safe Capacity). Cyclic vertical load testing of pile in accordance with IS Code of practice IS: 2911 (part IV) by Kentledge method including preparation of pile head etc. for. Single Pile:- Upto 50 tonne Safe capacity pile. Above 50 tonne and upto 100 tonne Safe capacity pile. Group of two or more piles:- Upto 400 tonne safe capacity pile of group Lateral load testing of single pile in accordance with IS Code of practice IS: 2911 (Part IV) for determining safe allowable lateral load on pile as per specification & the direction of Engineer in­charge:- Upto 50 tonne capacity pile. Above 50 tonne and upto 100 tonne capacity pile. Integrity testing of Pile using Low Strain / Sonic Integrity / Sonic Echo Test method in accordance with IS 14893 including surface preparation of pile top bt removing soil, mud, dust and chipping lean concrete lumps etc. and use of computerised equipment and high skill trained personal for conducting the test and submission of results, all complete as per direction of Engineering-in-Charge. Note: The inclusion of the above item in the schedule of work shall judiciosly decided by the technical sanctioning authority, keeping in view the quality control, type of soil strata and importance of the project. Bandhani Carpenter 1st class Carpenter 2nd class Beldar Fitter (grade 1) Glazier Mason (brick layer) 2nd class Mate Skilled Beldar (for floor rubbing etc.) Mason (average) Helper Chromium plated Brass screws 20 mm Galvanised steel plain sheets Float glass sheet of nominal thickness 4 mm (weight not less than 10kg/sqm). Float glass sheet of nominal thickness 5.5 mm.(weight not less than 13.50 kg/sqm). Brass 100mm mortice latch and lock with 6 levers without pair of handles Dash fastener/ Chemical fastener Rawl plug 50 mm (designation 10 no.) Aluminium T or L sections Expandable fastener with plastic sleeve and M.S. screws. 32 mm long Cadmium plated full threaded steel screws (30x4 mm dia.) Aluminium washer 2 mm thick 15 mm dia Dash hold fastener 12.5 mm dia, 50 mm long with 6 mm dia bolt Anodising 15 microns on aluminium sections kilogram Neoprene/EPDM rubber gasket Anodising 25 microns on aluminium sections kilogram Powder coating 50 microns on aluminium sections. Polyester powder coating 50 microns on aluminium sections Double action hydraulic floor spring with stainless steel cover plate 6 mm dia. G.I. adjustable hangers including clips (up to 1.2 m length) Double action hydraulic floor spring with brass cover plate Prelaminated particle board with one side decorative and other side balancing lamination, flat pressed 3 layer & graded (medium density) Grade I, Type II conforming to IS: 12823 (exterior grade)12 mm thick Prelaminated particle board with both sides decorative lamination, flat pressed 3 layer & graded (medium density) Grade I, Type II conforming to IS: 12823 (exterior grade)12 mm thick Silicon sealant. cartridge Stainless steal screws 30mm x4mm. Hermetically sealed double glazed unit made with 6mm thick clear float glass both side having 12 mm air gap. Stainless steel (SS 304 grade) adjustable friction window stay. 205 x19mm Stainless steel (SS 304 grade) adjustable friction window stay 255 x19mm Stainless steel (SS 304 grade) adjustable friction window stay. 355 x19mm Stainless steel (SS 304 grade) adjustable friction window stay. 510 x19mm Stainless steel (SS 304 grade) adjustable friction window stay. 710 x19mm Masking tape. Aluminium casement window fastener (Anodised AC 15 ) Aluminium casement window fastener (powder coated ). Aluminium casement window fastener (polyester powder coated). Aluminium round shape handle (anodised AC 15) Aluminium round shape handle (powder coated) Aluminium round shape handle (polyester powder coated). Stainless steel screws 25mm x4mm Anodised Aluminium butt hinges 100 x 75 x 4 mm size Stainless steel dash fastener of 8 mm dia and 75 mm long bolt Aluminium Grill Toughened glass 12 mm thickness Structural sealant Spacer tape 6.4 mm thick x 6 mm wide Weather Sealant - Non Staining (600 ml) Weather Sealant - Normal (300 ml) MS Brackets / Aluminium Alloy Brackets Silicon gasket in kg (above 50 g/m) EPDM gasket in kg (above 60 g/m) Anchor Fastner - M10 SS Bolt with washer of sizes for structural glazing / ACP cladding SS Screws of sizes for structural glazing / ACP cladding Protective Tape GI flashing - 1.2 mm Thick 6 mm thick High performance glass 6 mm thick clear heat strengthened glass 6 mm thick clear heat strengthened glass ARMS GS HD- Top Hung - 20" - Type P - Couple Connection Block or vision glass panel Curtain wall striker for vision glass panel Adjustable fastening pawl for vision glass panel Corner drive for vision glass panel Top wedge block for vision glass panel Glass wool of density @ 48 kg / cum with black glass tissue (BGT) SS Screws - #8 x 19 Weather Sealant - DC 789 cartridge Cement Board Baker rod 4 mm thick FR Grade Class B1 ACP sheet 3 mm thick FR Grade Class B1 ACP sheet Fire stop GI / Aluminium Sheet (0.8 mm thick) 4 point façade glass bracket without flat head bolts 2 point façade glass bracket (wall mounted without flat head bolts) 1 point façade glass bracket (wall mounted without flat head bolts) Flate head bolt for brackets of spider glazing 400 mm long fin plate without fastners Stainless steel U Channel of size (50x25x2mm) Non staining water resistant clear silicon 21mm thick clear toughened Laminated glass for fins with holes 4 mm thick FR Grade Class A2 ACP sheet Float glass sheet of nominal thickness 8 mm.(weight not less than 20 kg/sqm). Aluminium Strip 40 mm wide and 2 mm thick Toughened glass 8 mm thickness Toughened glass 10 mm thickness |  | Metre | 3171.8
Aluminium Work & Structural Glazing | 16.1 | Providing and fixing aluminium work for doors, windows, ventilators and partitions with extruded built up standard tubular sections/ appropriate Z sections and other sections of approved make conforming to IS: 733 and IS: 1285, fixing with dash fasteners of required dia and size, including necessary filling up of gaps at junctions, i.e. at top, bottom and sides with required EPDM rubber/neoprene gasket etc. Aluminium sections shall be smooth, rust free, straight, mitred and jointed mechanically wherever required including cleat angle, aluminium snap beading for glazing / paneling, C.P. brass / stainless steel screws, all complete as per architectural drawing and the direction of Engineer­in­charge. (Glazing and paneling and dash fasteners to be paid for separately):- For fixed portion of approved quality:- Anodised aluminium (anodised transparent or dyed to required shade according to IS: 1868, Minimum anodic coating of grade AC 15). Powder coated aluminium ( minimum thickness of powder coating of 50 micron ). Polyester powder coated aluminium ( minimum thickness of polyester powder coating of 50 micron ). For shutters of doors, windows & ventilators including providing and fixing hinges / pivots and making provision for fixing fittings wherever required including the cost of EPDM rubber / neoprene gasket required ( Fittings shall be paid for separately ):- Anodised aluminium (anodised transparent or dyed to required shade according to IS: 1868, Minimum anodic coating of grade AC 15). Powder coated aluminium ( minimum thickness of powder coating of 50 micron ). Polyester powder coated aluminium ( minimum thickness of polyester powder coating of 50 micron ) |  | KG | 474.1
Aluminium Work & Structural Glazing | 16.2 | Providing and fixing 12 mm thick prelaminated three layer medium density (exterior grade ) particle board grade-I, type II conforming to IS: 12823 bonded with phenol formaldehyde synthetic resin, of approved brand and manufacture in panelling fixed in aluminium doors, windows, shutters and partition frames with C.P. brass / stainless steel screws all complete as per architectural drawing and the direction of Engineer-in-charge:- Prelaminated particle board of approved quality with decorative lamination on one side and balancing lamination on other side. Prelaminated particle board of approved quality with decorative lamination on both side |  | Sqm | 1151
Aluminium Work & Structural Glazing | 16.3 | Providing and fixing glazing of approved quality in aluminium doors, windows, ventilator, shutters and partition etc. with EPDM rubber / neoprene gasket etc. complete as per architectural drawing and the direction of Engineer-in-charge (Cost of snap beading shall be paid in basic item):- With float glass panes of 4.0 mm thickness ( weight not less than 10.0 kg / sqm ) With float glass panes of 5.5 mm thickness ( weight not less than 13.75 kg / sqm ) With float glass panes of 8 mm thickness ( weight not less than 20 kg / sqm ) |  | Sqm | 1161.9
Aluminium Work & Structural Glazing | 16.4 | Providing and fixing double action hydraulic floor spring of approved brand and manufacture conforming to IS: 6315, having brand logo embrossed on the body / plate with double spring mechanism and door weight upto 125 kg. for doors, including cost of cutting floors, embedding in floors as required and making good the same matching to the existing floor finishing and cover plates with brass pivot and single piece MS sheet outer box with slide plate etc. complete as per direction of the Engineer-in-charge:- With stainless steel cover plate minimum 1.25 mm thickness With CP brass cover plate minimum 1.25 mm thickness |  | Each | 2666.4
Aluminium Work & Structural Glazing | 16.5 | Providing and fixing powder coated aluminium work (minimum thickness of powder coating 50 micron) consisting of tee / angle sections, of approved make conforming to IS: 733 in frames of false ceiling including aluminium angle cleats with necessary C.P. brass / stainless steel sunk screws, aluminium perimeter angles fixed to wall with stainless steel rawl plugs @ 450 mm centre to centre and fixing the frame work to G.I. level adjusting hangers 6 mm dia. with necessary cadmium plated machine screws all complete as per approved architectural drawings and the direction of Engineer-in- charge (level adjusting hangers, ceiling cleats and expansion hold fasteners to be paid for separately) |  | KG | 594.4
Aluminium Work & Structural Glazing | 16.6 | Providing and fixing 6 mm dia G.I. level adjusting hangers (upto 1200 mm length) fixed to roof slabs by means of ceiling cleats made out of G.I. flat 40x3mm size 60mm long and stainless steel expandable dash fasteners 12.5 mm dia. 50 mm long, complete as per architectural drawing and the direction of Engineer-in-charge |  | Each | 83.4
Aluminium Work & Structural Glazing | 16.7 | Providing and fixing machine moulded aluminium covering of approved pattern & design, made out of machine cut aluminium sheet and machine holed for receiving dash fastener, over expansion joints on vertical surfaces/ceiling floors, the fixing on plate in one row on one side of joint only shall be done with stainless steel dash fasteners of 8 mm dia and 75 mm long bolt including providing aluminium washers 2 mm thick and 15 mm dia, at a staggered pitch of 200 mm centre to centre including drilling holes in the receiving surface and providing expandable plastic sleeves in holes etc. complete as required and as per architectural drawings and the direction of Engineer-in-charge:- Anodised aluminium sheet of 2.5 mm thick (anodised transparent or dyed to required shade according to IS: 1868, minimum anodic coating of grade AC 15 ) Powder coated aluminium sheet of 2.5 mm thick ( minimum thickness of powder coating of 50 micron ) |  | KG | 690.9
Aluminium Work & Structural Glazing | 16.8 | Filling the gap in between aluminium frame and adjacent RCC/brick work by providing weather silicon sealant over backer rod of approved quality etc. complete as per architectural drawing and direction of the Engineer-in charge:- (i) Upto 5 mm depth and 5 mm width |  | Metre | 102.1
Aluminium Work & Structural Glazing | 16.9 | Providing and fixing double glazed hermetically sealed glazing in aluminium windows, ventilators and partition etc. with 6 mm thick clear float glass both side having 12 mm air gap including providing EPDM gasket, perforated aluminium spacers, desiccants, sealant (both primary and secondary sealant) of approved quality etc.complete as per specification, drawing and direction of Engineer-in- charge. Providing and fixing stainless steel ( SS 304 grade ) adjustable friction window stay of approved quality with necessary stainless steel screws etc. to the side hung windows etc. complete as per direction of Engineer-in- charge:- 205 x 19 mm 255 x 19 mm. 355 x 19 mm. 510 x 19 mm. 710 x 19 mm. Providing and fixing aluminium casement windows fastener of required length for aluminium windows with necessary screws etc. of approved quality complete as per direction of Engineer-in-charge:- Anodised aluminium of grade AC 15 ). Powder coated aluminium minimum thickness 50 micron. Polyester powder coated aluminium minimum thickness 50 micron. Providing and fixing aluminium round shape handle of outer dia 100 mm with SS screws etc. of approved quality complete as per direction of Engineer-in-charge:- Anodised aluminium of grade AC 15 ). Powder coated aluminium minimum thickness 50 micron. Polyester powder coated aluminium minimum thickness 50 micron. Providing and fixing aluminium tubular handle bar of 32 mm outer dia, 3.0 mm thick and 2100 mm long with Stainless Steel screws etc. of approved quality complete as per direction of Engineer-in-charge:- Anodised aluminium of grade AC 15 ). Powder coated aluminium minimum thickness 50 micron. Polyester powder coated aluminium minimum thickness 50 micron. Providing and fixing 100 mm brass locks (best make of approved quality) with 6 levers without pair of handles for aluminium doors including necessary cutting and making good etc. complete as per direction of Engineer- in-charge. Providing and fixing anodised aluminium (anodysed transparent or dyed to required shade according to IS: 1868, minimum anodic coating of grading AC 15) sub frame work for windows and ventilators with extruded built up standard tubular sections of approved make conforming to IS: 733 and IS: 1285 fixed with dash fasener of required dia and size (Dash fastener to be paid seperately. Extra for applying additional anodic coating AC 25 instead of AC 15 to aluminium extruded sections for fixed portion / for shutters of doors, windows & ventilators. Providing and fixing anodised aluminium grill (anodised transparent or dyed to required shade according to IS: 1868 with minimum anodic coating of Grade AC 15) of approved design / pattern, with approved standard section and fixed to the existing window frame with C.P. brass / stainless steel screws @ 200 mm centre to centre, including cutting the grill to proper opening size for fixing and operation of handles and fixing approved anodised aluminium standard section around the opening, all complete as per requirement and direction of Engineer-in-charge (only weight of grill to be measured for payment). Providing and fixing 12 mm thick frameless toughened glass door shutter of approved brand and manufacture, including providing and fixing top & bottom pivot & spring type fixing arrangement and making necessary holes etc. for fixing required door fittings, all complete as per direction of Engineer-in-charge (Door handle, lock and stopper etc.to be paid separately). Providing and supplying aluminium extruded tubular and other aluminium sections as per the architectural drawings and approved shop drawings, the aluminium quality as per grade 6063 T5 or T6 as per BS 1474,including super durable powder coating of 60-80 microns conforming to AAMA 2604 of required colour and shade as approved by the Engineer-in-Charge. (The item includes cost of material such as cleats, sleeves, screws etc. necessary for fabrication of extruded aluminium frame work. Nothing extra shall be paid on this account). Designing, fabricating, testing, protection, installing and fixing in position semi (grid) unitized system of structural glazing (with open joints) for linear as well as curvilinear portions of the building for all heights and all levels, including: a) Structural analysis & design and preparation of shop drawings for the specified design loads conforming to IS 875 part III (the system must passed the proof test at 1.5 times design wind pressure without any failure), including functional design of the aluminum sections for fixing glazing panels of various thicknesses, aluminium cleats, sleeves and splice plates etc. gaskets, screws, toggles, nuts, bolts, clamps etc., structural and weather silicone sealants, flashings, fire stop (barrier)cum-smoke seals, microwave cured EPDM gaskets for water tightness, pressure equalisation & drainage and protection against fire hazard including: b) Fabricating and supplying serrated M.S. hot dip galvanised / Aluminium alloy of 6005 T5 brackets of required sizes, sections and profiles etc. to accommodate 3 Dimentional movement for achieving perfect verticality and fixing structural glazing system rigidly to the RCC/ masonry/structural steel framework of building structure using stainless steel anchor fasteners/ bolts, nylon seperator to prevent bimetallic contacts with nuts and washers etc. of stainless steel grade 316, of the required capacity and in required numbers. c) Providing and filling, two part pump filled, structural silicone sealant and one part weather silicone sealant compatible with the structural silicone sealant of required bite size in a clean and controlled factory / work shop environment, including double sided spacer tape, setting blocks and backer rod, all of approved grade, brand and manufacture, as per the approved sealant design, within and all around the perimeter for holding glass. d) Providing and fixing in position flashings of solid aluminium sheet 1 mm thick and of sizes, shapes and profiles, as required as per the site conditions, to seal the gap between the building structure and all its interfaces with curtain glazing to make it watertight. e) Making provision for drainage of moisture/ water that enters the curtain glazing system to make it watertight, by incorporating principles of pressure equalization, providing suitable gutter profiles at bottom (if required), making necessary holes of required sizes and of required numbers etc. complete. This item includes cost of all inputs of designing, labour for fabricating and installation of aluminium grid, installation of glazed units, T&P, scaffolding and other incidental charges including wastages etc., enabling temporary structures and services, cranes or cradles etc. as described above and as specified. The item includes the cost of getting all the structural and functional design including shop drawings checked by a structural designer, dully approved by Engineer-in-charge. The item also includes the cost of all mock ups at site, cost of all samples of the individual components for testing in an approved laboratory, field tests on the assembled working structural glazing as specified, cleaning and protection till the handing over of the building for occupation. In the end, the Contractor shall provide a water tight structural glazing having all the performance characteristics etc. all complete as required, as per the Architectural drawings, as per item description, as specified, as per the approved shop drawings and as directed by the Engineer- in-Charge. Note:- 1. The cost of providing extruded aluminium frames, shadow boxes, extruded aluminium section capping for fixing in the grooves of the curtain glazing and vermin proof stainless steel wire mesh shall be paid for separately under relevant items under this sub- head. However, for the purpose of payment, only the actual area of structural glazing (including width of grooves ) on the external face shall be measured in sqm. up to two decimal places. Note:- 2. The following performance test are to be conducted on structural glazing system if area of structural glazing exceeds 2500 Sqm from the certified laboratories accreditated by NABL (National Accreditation Board for Testing and Calibration Laboratories), Department of Science & Technologies, India. Cost of testing is payable separately. The NIT approving authority will decide the necessity of testing on the basis of cost of the work, cost of the test and importance of the work. Performance Testing of Structural glazing system Tests to be conducted in the NBL Certified laboratories. (1) Performance Laboratory Test for Air Leakage Test (-50pa to - 300pa) & (+50pa to +300pa) as per ASTM E-283-04 testing method for a range of testing limit 1 to 200 mVhr. (2) Static Water Penetration Test. (50pa to 1500pa) as per ASTME- 331-09 testing method for a range up to 2000 ml. (3) Dynamic Water Penetration (50pa to 1500pa) as per AAMA 501.01- 05 testing method for a range upto 2000 ml. (4) Structural Performance Deflection and deformation by static air pressure test (1.5 times desing wind pressure without any failure) as per ASTME-330-10 testing method for a range upto 50 mm. (5) Seismic Movement Test (upto 30 mm) as per AAMA 501.4-09 testing method for Qualitative test. Tests to be conducted on site. (6) Onsite Test for Water Leakage for a pressure range 50 kpa to 240 kpa (35psi) upto 2000 ml. Providing, assembling and supplying vision glass panels (IGUs) comprising of hermetically-sealed 6-12- 6 mm insulated glass (double glazed) vision panel units of size and shape as required and specified, comprising of an outer heat strengthened float glass 6mm thick, of approved colour and shade with reflective soft coating on surface # 2 of approved colour and shade, an inner Heat strengthned clear float glass 6mm thick, spacer tube 12mm wide, dessicants, including primary seal and secondary seal (structural silicone sealant) etc. all complete for the required performances, as per the Architectural drawings, as per the approved shop drawings, as specified and as directed by the Engineer-in- Charge. The IGUs shall be assembled in the factory/ workshop of the glass processor.“(Payment for fixing of IGU Panels in the curtain glazing is included in cost of item No.26.2)“For payment, only the actual area of glass on face # 1 of the glass panels (excluding the areas of the grooves and weather silicone sealant) provided and fixed in position, shall be measured in sqm.“ (i) Coloured tinted float glass 6mm thick substrate with reflective soft coating on face # 2, + 12mm Airgap + 6mm Heat Strengthened clear Glass of approved make having properties as visible Light transmittance (VLT) of 25 to 35 %, Light reflection internal 10 to 15%, light reflection external 10 to 20 %, shading coefficient (0.25 - 0.28) and U value of 3.0 to 3.3 W/m2 degree K etc. The properties of performance glass shall be decided by technical sanctioning authority as per the site requirement. Extra for openable side / top hung vision glass panels (IGUs) including providing and supplying at site all accessories and hardwares for the openable panels as specified and of the approved make such as heavy duty stainless steel friction hinges, min 4 -point cremone locking sets with stainless steel plates, handles, buffers etc. including necessary stainless steel screws/ fasteners, nuts, bolts, washers etc. all complete as per the Architectural drawings, as per the approved shop drawings, as specified and as directed by the Engineer- in- Charge. Providing, fabricating and supplying shadow box of required size and shape, for fixing in the spandrel portion of the structural glazing, in linear as well as curvilinear portions of the building by providing semi - rigid, inorganic, non-combustible fibre glass wool insulation 50 mm thick, conforming to IS: 8183 and BS: 3958 Part 5. The insulation layer shall have facing (factory bonded on surface # 1 of the fibre glass insulation layer), of black non-woven fibre glass tissue of nominal thickness 0.5 mm and nominal mass not less than 60 gm / sqm, made of randomly oriented glass fibres distributed in a binder by a wet-lay process including fixing 1.5 mm thick solid aluminum sheet backing using, 6 mm thick cement board including SS rivets, nuts, bolts, washers etc complete. Providing and supplying Spandrel Glass Panels comprising of 6 mm thick heat strengthened monolithic float glass of approved colour and shade with reflective soft coating on surface # 2 of approved colour and shade so as to match the colour and shade of the IGUs in the vision panels etc.,all complete for the required performances as specified, as per the Architectural drawings, as per the approved shop drawings, as specified, and as directed by the Engineer- inCharge.“For payment, only the actual area of glass on face # 1 of the glass panels (but excluding the area of grooves and weather silicone sealant) provided and fixed in position, shall be measured in sqm. (Payment for fixing of Spandrel Glass Panels in the curtain glazing is included in cost of relevent Item*). (i) Coloured tinted float glass 6mm thick substrate with reflective soft coating on face # 2, having properties as visible Light transmittance (VLT) of 25 to 35 %, Light reflection internal 10 to 15%, light reflection external 10 to 20 %, shading coefficient (0.25- 0.28) and U value of 3.0 to 3.3 W/m2 K etc. The properties of performance glass shall be decided by technical sanctioning authority as per the site requirement. Designing, fabricating, testing, installing and fixing in position Curtain Wall with Aluminium Composite Panel Cladding, with open grooves for linear as well as curvilinear portions of the building, for all heights and all levels etc. including: (a) Structural analysis & design and preparation of shop drawings for pressure equalisation or rain screen principle as required, proper drainage of water to make it watertight including checking of all the structural and functional design. (b) Providing, fabricating and supplying and fixing panels of aluminium composite panel cladding in pan shape in metalic colour of approved shades made out of aluminium composite panel material of approved thickness and specification. The aluminium composite panel cladding sheet shall be coil coated, with Kynar 500 based PVDF / Lumiflon based fluoropolymer resin coating of approved colour and shade on face # 1 and polymer (Service) coating on face # 2 as specified using stainless steel screws, nuts, bolts, washers, cleats, weather silicone sealant, backer rods etc. (c) The fastening brackets of Aluminium alloy 6005 T5 / MS with Hot Dip Galvanised with serrations and serrated washers to arrest the wind load movement, fasteners, SS 316 Pins and anchor bolts of approved make in SS 316, Nylon separators to prevent bi- metallic contacts all complete required to perform as per specification and drawing The item includes cost of all material & labour component, the cost of all mock ups at site, cost of all samples of the individual components for testing in an approved laboratory, field tests on the assembled working curtain wall with aluminium composite panel cladding, cleaning and protection of the curtain wall with aluminium composite panel cladding till the handing over of the building for occupation. Base frame work for ACP cladding is payable under the relevant aluminium item.s The Contractor shall provide curtain wall with aluminium composite panel cladding, having all the performance characteristics all complete, as per the Architectural drawings, as per item description, as specified, as per the approved shop drawings and as directed by the Engineer-in-Charge. However, for the purpose of payment, only the actual area on the external face of the curtain wall with Aluminum Composite Panel Cladding (including width of groove) shall be measured in sqm. up to two decimal places." Aluminium Composite Panels of 4mm total thickness with Top coil – 0.50mm AA3003 / AA3105 / AA5005 Grade manufactured as per IS-737 1986, FR Grade Class B1 with 3mm Mineral Core with minimum 70-72% Inorganic content (Aluminium Hydroxide and Magnesium Hydroxide) 28-30% Organic content (LDPE) conforming to ASTM E-119-16,18 and EN 13501-1, class B1,and Bottom coil – 0.50mm AA3003 / AA3105 / AA5005 Grade, manufactured as per IS-737 1986 with minimum 25 microns lead free PVDF Coating conforming to AAMA2605 on top coil and Service coating on Back Coil (4 - 6 microns) having minimum panel weight of 7.5 Kg/m2 Aluminium Composite Panels of 3mm total thickness with Top coil – 0.25mm AA3003 Grade manufactured as per IS-737 1986, FR Grade Class B1 with 2.50mm Mineral Core with minimum 70-72% Inorganic content (Aluminium Hydroxide and Magnesium Hydroxide) 28- 30% Organic content (LDPE) conforming to ASTM E-119- 16,18 and EN 13501 - 1 class B1 and Bottom coil – 0.50mm AA3003 Grade manufactured as per IS-737 1986 with minimum 25 microns lead free PVDF Coating conforming to AAMA2605 on top coil and Service coating on Back Coil (4 - 6 microns) having minimum panel weight of 5.25 Kg/m2 Aluminium Composite Panels of 4mm total thickness with Top coil – 0.50mm AA3003 / AA3105 / AA5005 Grade, manufactured as per IS-737 1986, FR Grade Class A2+ with 3mm Aluminium Corrugated Core as per standard EN 13501-1, class A2, and Bottom coil – 0.50mm AA3003 / AA3105 / AA5005 Grade manufactured as per IS-737 1986 with minimum 25 microns lead free PVDF Coating conforming to AAMA2605 on top coil and Service coating on Back Coil (4 - 6 microns) having minimum panel weight of 4 Kg/m2 Design supply & installation of suspended Spider Glazing system designed to withstand the wind pressure as per IS 875 (Part-III). The Suspended System held with Spider Fittings of SS-316 Grade Steel of approved manufacturer with glass panel having 12 mm thick clear toughened glass held together with SS- 316 Grade Stainless steel Spider & bolt assembly with laminated glass fins 21 mm thick. The Glass fins and glass panel assembly shall be connected to Slab/ beams by means of SS- 316 Grade stainless steel brackets & Anchor bolts and at the bottom using SS channel of 50x25x2mm using fastener & anchor bolts, non staining weather sealants of approved make, Teflon/ nylon bushes and separators to prevent bi- metallic contacts, all complete to perform as per specification and approved drawings. The complete system to be designed to accommodate thermal expansion & seismic movements etc. The joints between glass panels (6 to 8 mm) and gaps at the perimeter & in U channel of the assembly to be filled with non staining weather sealant, so as to make the entire system fully water proof & dust proof. The rate shall include all design, Engineering and shop drawing including approval from structural designer, labour, T&P, scaffolding, other incidental charges including wastage, enabling temporary services all fitting fixers nut bolts, washer, Buffer plates, fastener, anchors, SS channel laminated glass etc. all complete. For the purpose of payment, actual elevation area of Glazing including thickness of joints and the portion of Glass panel inside the SS channel shall be measured. Design supply & installation of suspended Spider Glazing system designed to withstand the wind pressure as per IS 875 (Part-III). The Suspended System held with Spider Fittings of SS-316 Grade Steel of approved manufacturer with toughened glass held together with SS- 316 Grade Stainless steel Spider & bolt. The glass panel assembly shall be connected to Slab/ beams by means of SS- 316 Grade stainless steel brackets & Anchor bolts and at the bottom using SS channel of 50x25x2mm using fastener & anchor bolts, non staining weather sealants of approved make, Teflon/ nylon bushes and separators to prevent bi- metallic contacts, all complete to perform as per specification and approved drawings. The complete system to be designed to accommodate thermal expansion & seismic movements etc. The joints between glass panels (6 to 8 mm) and gaps at the perimeter & in U channel of the assembly to be filled with non staining weather sealant, so as to make the entire system fully water proof & dust proof. The rate shall include all design, Engineering and shop drawing including approval from structural designer, labour, T&P, scaffolding, other incidental charges including wastage, enabling temporary services all fitting fixers nut bolts, washer, Buffer plates, fastener, anchors, SS channel laminated glass etc. all complete. For the purpose of payment, actual elevation area of Glazing including thickness of joints and the portion of Glass panel inside the SS channel shall be measured. 8 mm thick clear toughened glass 10 mm thick clear toughened glass Hire charges of Concrete Mixer 0.25 to 0.40 cum with Hopper Pumping charges of concrete including Hire charges of pump,piping work & accessories etc. Vibrator (Needle type 40mm) Compressor, gun, rubber pipes & other accessories- hire charge of plant & machinery i/c necessary fuel Hire charges of Drill machine upto 30 mm dia Hire charges of sand blasting equipment Hire charges of compressor Welding charges of shear key to existing reinforcement Hire charges of plant and Machinery that can inject 350 kg/day Beldar Bhisti/Waterman Blacksmith 2nd class Coolie/ Helper/ Khalashi Fitter (grade 1) Foreman Mason (average) Mason (brick layer) 1st class Mason (brick layer) 2nd class Mason (for plain stone work) 2nd class Mate Mistry Operator (Pile/Machine/Special Machine) Painter Skilled Beldar (for floor rubbing etc.) Skilled torch operator for laying tack Nozzleman / Gunman Pump Operator Helper (Technician) Brick Aggregate (Single size): 63 mm nominal size Sand (fine): Selected quarry Cement (Portland) Stone Aggregate (Single size): 20 mm nominal size Stone Aggregate (Single size): 12.5 mm nominal size Stone Aggregate (Single size): 10 mm nominal size Stone grit 6 mm and down size or pea sized gravel Coal (steam) Water proofing materials Blown type petroleum bitumen of penetration VG- 30 of approved quality Bitumen felt:Type 3 Grade I Polyvinyl chloride sheet 400 micron thick Bitumen felt fibre base (vegetable or animal): As per IS 7193 Grade I Bituminous solution primer of approved quality APP modified 2mm thick membrane reinforced with glass fibre matt Fuel-LPG APP modified 3mm thick membrane reinforced with glass fibre matt Geotextile 120 grams per sqm non-woven membrane, 100% polyester of thickness 1 to 1.25mm APP modified 3mm thick membrane reinforced with non-woven polyester matt Bitumen felt as per IS 7193 Grade II Kota stone slab 25mm thick (rough chiseled) Fibre glass tissue reinforcement Type II Grade I Water stops serrated with central bulb (225mm wide, 8-11 mm thick) Water stops dumb bell with central bulb Kickers APP modified polymeric felt (two layers) 1.5mm thick APP modified polymeric felt (two layers) 2mm thick Bitumen primer for bitumen membrane Polymer modified cementation coating Fibre glass cloth Fibre reinforced elastomeric liquid waterproofing membrane Integral Crystalline Slurry Crystalline Mortar Swellable type water stop tape (Crystalline sealing compound) Swellable type water stop primer Cementious water proofing coating with elastic polymers Chemical Rust Remover Epoxy SBR Polymer Wooven PVC cloth Hard drawn steel wire fabric size 75 x 25 mm mesh of weight not less than 7.75 kg/sqm Adhesive chemical Bit of drilling machine for Hole upto 30mm dia GI injection nipple 12mm dia, 75mm long Blowing compressed air for cleaning holes upto 30mm dia L shaped 100mm long, 10mm dia mild steel shear key Acrylic Polymer chemical for cracks Integral crystalline admixture Integral crystalline dry shake Acrylic modified resin based texture Carriage: Brick/ Stone aggregate 40 mm nominal size and above Carriage: Brick/ Stone aggregate below 40 mm nominal size Carriage: Cement/ Water proofing compound Fine Sand Carriage: Steam coal Carriage: Stone blocks white & red sand stone & kota stone slab Carriage: Tar/ Bitumen |  | Sqm | 5138
Water Proofing & Rehabilitation Work | 17.1 | Providing and laying integral cement based treatment for water proofing on horizontal surface at all depth below ground level for under ground structures as directed by Engineer-in-Charge and consisting of: (i) Ist layer of 22 mm to 25 mm thick approved and specified rough stone slab over a 25 mm thick base of cement mortar 1:3 (1 cement: 3 fine sand) mixed with water proofing compound conforming to IS:2645 in the recommended proportion over the leveling course (leveling course to be paid separately). Joints sealed and grouted with cement slurry mixed with water proofing compound. (ii) 2nd layer of 25 mm thick cement mortar 1:3 (1 cement: 3 fine sand) mixed with water proofing compound in recommended proportions. (iii) Finishing top with stone aggregate of 10 mm to 12 mm nominal size spreading @ 8 cudm/sqm thoroughly embedded in the 2nd layer. Using rough kota stone |  | Sqm | 1425.7
Water Proofing & Rehabilitation Work | 17.2 | Providing and laying integral cement based treatment for water proofing on the vertical surface by fixing specified stone slab 22 mm to 25 mm thick with cement slurry mixed with water proofing compound conforming to IS:2645 in recommended proportions with a gap of 20 mm (minimum) between stone slabs and the receiving surfaces and filling the gaps with neat cement slurry mixed with water proofing compound and finishing the exterior of stone slab with cement mortar 1:3 (1 cement: 3 fine sand) 20 mm thick with neat cement punning mixed with water proofing compound in recommended proportion complete at all levels and as directed by Engineer-in-charge: Using rough kota stone |  | Sqm | 1611.5
Water Proofing & Rehabilitation Work | 17.3 | Providing and laying water proofing treatment to vertical and horizontal surfaces of depressed portions of W.C., kitchen and the like as required as per direction of the Engineer-in-charge, consisting of: (i) 1st course of applying cement slurry @ 4.4 kg/sqm mixed with water proofing compound conforming to IS 2645 in recommended proportions including rounding off junction of vertical and horizontal surface. (ii) 2nd course of 20 mm cement plaster 1:3 (1 cement: 3 fine sand) mixed with water proofing compound in recommended proportion including rounding off junction of vertical and horizontal surface. (iii) 3rd course of applying blown or residual bitumen applied hot at 1.7 kg. per sqm of area. (iv) 4th course of 400 micron thick PVC sheet. (Overlaps at joints of PVC sheet should be 100 mm wide and pasted to each other with bitumen @ 1.7 kg/ sqm) |  | Sqm | 704.5
Water Proofing & Rehabilitation Work | 17.4 | Providing and Placing in position suitable PVC water stops conforming to IS:12200 for construction/ expansion joints between two RCC members and fixed to the reinforcement with binding wire before pouring concrete etc. complete as required as per direction of the Engineer-in-charge: Serrated with central bulb (225 mm wide, 8-11 mm thick) Dumb bell with central bulb (180 mm wide, 8 mm thick) Kickers (320 mm wide, 5 mm thick) |  | Metre | 392.4
Water Proofing & Rehabilitation Work | 17.5 | Providing and laying water proofing treatment in sunken portion of WCs, bathroom etc., by applying cement slurry mixed with water proofing cement compound, as directed by Engineer-in-Charge and consisting of applying: (a) First layer of slurry of cement @ 0.488 kg/sqm mixed with water proofing cement compound @ 0.253 kg/ sqm. This layer will be allowed to air cure for 4 hours. (b) Second layer of slurry of cement @ 0.242 kg/sqm mixed with water proofing cement compound @ 0.126 kg/sqm. This layer will be allowed to air cure for 4 hours followed with water curing for 48 hours. The rate includes preparation of surface, treatment and sealing of all joints, corners, junctions of pipes and masonry with polymer mixed slurry |  | Sqm | 438.4
Water Proofing & Rehabilitation Work | 17.6 | Providing and laying water proofing treatment on roofs of slabs by applying cement slurry mixed with water proofing cement compound, as directed by Engineer-in- Charge and consisting of applying: (a) after surface preparation, first layer of slurry of cement @ 0.488 kg/sqm mixed with water proofing cement compound @ 0.253 kg/sqm. (b) laying second layer of Fibre glass cloth when the first layer is still green. Overlaps of joints of fibre cloth should not be less than 10 cm. (c) third layer of 1.5 mm thickness consisting of slurry of cement @ 1.289 kg/sqm mixed with water proofing cement compound @ 0.670 kg/sqm and fine sand @ 1.289 kg/sqm. This will be allowed to air cure for 4 hours followed by water curing for 48 hours. The entire treatment will be taken upto 30 cm on parapet wall and tucked into groove in parapet all around. (d) fourth and final layer of brick tiling with cement mortar (which will be paid for separately. For the purpose of measurement the entire treated surface will be measured |  | Sqm | 600.8
Water Proofing & Rehabilitation Work | 17.7 | Providing and laying integral cement based water proofing treatment including preparation of surface as required for treatment of roofs, balconies, terraces etc, as directed by Engineer-in-Charge and consisting of following operations: (a) Applying a slurry coat of neat cement using 2.75 kg/sqm of cement admixed with water proofing compound conforming to IS. 2645 and approved by Engineer-in-charge over the RCC slab including adjoining walls upto 300 mm height including cleaning the surface before treatment. (b) Laying brick bats with mortar using broken bricks/brick bats 25 mm to 115 mm size with 50% of cement mortar 1:5 (1 cement: 5 fine sand) admixed with water proofing compound conforming to IS: 2645 and approved by Engineer-in-charge over 20 mm thick layer of cement mortar of mix 1:5 (1 cement:5 fine sand) admixed with water proofing compound conforming to IS: 2645 and approved by Engineer-in-charge to required slope and treating similarly the adjoining walls upto 300 mm height including rounding of junctions of walls and slabs. (c) After two days of proper curing applying a second coat of cement slurry using 2.75 kg/ sqm of cement admixed with water proofing compound conforming to IS: 2645 and approved by Engineer-in-charge. (d) Finishing the surface with 20 mm thick jointless cement mortar of mix 1:4 (1 cement:4 fine sand) admixed with water proofing compound conforming to IS: 2645 and approved by Engineer-in-charge including laying glass fibre cloth of approved quality in top layer of plaster and finally finishing the surface with trowel with neat cement slurry and making pattern of 300x300 mm square 3 mm deep. (e) The whole terrace so finished shall be flooded with water for a minimum period of two weeks for curing and for final test. All above operations to be done in order and as directed and specified by the Engineer-in-Charge: With average thickness of 120 mm and minimum thickness at khurra as 65 mm |  | Sqm | 1651.1
Water Proofing & Rehabilitation Work | 17.8 | Providing and laying four courses water proofing treatment with bitumen felt over roofs consisting of first and third courses of blown bitumen 85/25 or 90/15 conforming to IS: 702 applied hot @ 1.45 Kg per square metre of area for each course, second course of roofing felt type 3 grade-I (hessian based self finished bitumen felt) and fourth and final course of stone grit 6 mm and down size or peasized gravel spread at 6 cubic decimeter per square metre, including preparation of surface but excluding grading complete as required as per direction of the Engineer-in-charge with: Bitumen felt (hessian base) type 3 grade I conforming to IS: 1322 |  | Sqm | 510.7
Water Proofing & Rehabilitation Work | 17.9 | Providing and laying six courses water proofing treatment with bitumen felt over roofs consisting of first, third and fifth course of blown bitumen 85/25 or 90/15 conforming to IS: 702 applied hot @ 1.45, 1.20 and 1.45 Kg per square metre of area respectively, second and fourth courses of roofing felt type 3 grade I conforming to IS: 1322 (Hessian based self finished bitumen felt),sixth and final course of stone grit 6 mm and down size or pea sized gravel spread at 6 cubic decimeter per sqm including preparation of surface but excluding grading, complete as required as per direction of the Engineer-in-charge. Providing and laying six courses water proofing treatment with bitumen felt over roofs consisting of first, third and fifth courses of blown or / and residual bitumen applied hot at 1.45, 1.20 and 1.70 kg per square metre of area respectively, second and fourth courses of roofing felt type 2 grade I (fibre base self finished bitumen felt) six and final courses of stone grit 6 mm and down size or pea sized gravel spread at 6cu.dm per sqm including preparation of surface, excluding grading, compete as required as per direction of the Engineer-in- charge. Providing and laying six courses water proofing treatment with bitumen felt over roofs consisting of first, third and fifth courses of blown or / and residual bitumen applied hot at 1.45, 1.20 and 1.70 kg per square metre of area respectively, second and fourth courses of roofing felt type 2 grade II (glass fibre base self finished bitumen felt) and sixth and final course of stone grit 6 mm and down size or pea sized gravel spread at 6 cubic decimeter per sqm including preparation of surface but excluding grading, complete as required as per direction of the Engineer-in-charge. Supplying and applying bituminous solution primer on roof and / or wall surface at 0.24 litre per sqm. as required as per direction of the Engineer-in-charge. Deduct for omitting in water proofing treatment final course of spreading stone grit 6 mm down size or pea sized gravel as per direction of the Engineer-in-charge: at 6 cudm per sqm at 8 cudm per sqm Grading roof for water proofing treatment complete as required as per direction of the Engineer-in-charge with: Cement concrete 1:2:4 (1 cement: 2 fine sand: 4 graded stone aggregate 20 mm nominal size) Cement mortar 1:3 (1 cement: 3 fine sand) Cement mortar 1:4 (1cement: 4 fine sand) Providing and laying in situ seven course water proofing treatment with APP (Atactic poly-propylene) modified Polymeric memberane over roof consisting of first coat of bitumen primer @ 0.40 Kg per sqm, 2nd, 4th & 6th courses of bonding material @ 1.20 Kg/sqm, which shall consist of blown type bitumen of grade 85/25 conforming to IS: 702, 3rd and 5th layers of roofing membrane APP modified Polymeric membrane 1.5 mm thick of 2.25 Kg/sqm weight consisting of five layers prefabricated with centre core as 20 micron HMHDPE film sandwiched on both sides with polymeric mix and the polymeric mix is protected on both side with 20 micron HMHDPE film. 7th, the top most layer shall be finished with brick tiles of class designation 10 grouted with cement mortar 1:3 (1cement: 3 fine sand) mixed with 2% integral water proofing compound by weight of cement over a 12 mm layer of cement mortar 1:3 (1 cement: 3 fine sand) as per direction of the Engineer-in- Charge and finished neat (item of laying brick tiles shall be paid for separately). Providing and laying in situ five course water proofing treatment with APP (Atactic Polypropylene) modified Polymeric memberane over roof consisting of first coat of bitumen primer @ 0.40Kg per sqm, 2nd & 4th courses of bonding material @ 1.20 kg/sqm, which shall consist of blown type bitumen of grade 85/25 conforming to IS: 702, 3rd layer of roofing membrane APP modified Polymeric membrane 2.0 mm thick of 3.00 Kg/ sqm weight consisting of five layers prefabricated with centre core as 100 micron HMHDPE film sandwiched on both sides with polymeric mix and the polymeric mix is protected on both side with 20 micron HMHDPE film. 5th, the top most layer shall be finished with brick tiles of class designation 10 grouted with cement mortar 1:3 (1 cement: 3 fine sand) mixed with 2% integral water proofing compound by weight of cement over a 12 mm layer of cement mortar 1:3 (1 cement: 3 fine sand) as per direction of the Engineer-in-Charge and finished neat (item of laying brick tiles shall be paid for separately). Providing and laying in situ seven course water proofing treatment with APP (Atactic Polypropylene) modified Polymeric memberane over roof consisting of first coat of bitumen primer @ 0.40 Kg per sqm, 2nd, 4th & 6th courses of bonding material @ 1.20 kg/sqm, which shall consist of blown type bitumen of grade 85/25 conforming to IS: 702, 3rd and 5th layers of roofing membrane APP modified Polymeric membrane 2.0 mm thick of 3.00 Kg/sqm weight consisting of five layers prefabricated with centre core as 100 micron HMHDPE film sandwiched on both sides with polymeric mix and the polymeric mix is protected on both side with 20 micron HMHDPE film. 7th, the top most layer shall be finished with brick tiles of class designation 10 grouted with cement mortar 1:3 (1 cement: 3 fine sand) mixed with 2% integral water proofing compound by weight of cement over a 12 mm layer of cement mortar 1:3 ( 1 cement: 3 fine sand) as per direction of the Engineer-in- Charge and finished neat (item of laying brick tiles shall be paid for separately). Providing and fixing APP (Atactic Polypropylene Polymer) modified prefabricated five layer 2 mm thick water proofing membrance, black finished reinforced with glass fibre matt consisting of a coat of bitumen primer for bitumen membrane @ 0.40 litre/sqm by the same membrance manufacture of density at 25°C, 0.87 - 0.89 kg/ litre and viscocity 70 - 160 cps. Over the primer coat the layer of membrane shall be laid using Butane torch and sealing all joints etc., and preparing the surface complete. The vital physical and chemical parameters of the membrane shall be as under: Joint strength in longitudinal and transverse direction at 23°C as 350/300 N/ 5 cm. Tear strength in longitudinal and transverse direction as 60/80N. Softening point of membrane not less than 150°C. Cold flexibility shall be upto -2°C when tested in accordance with ASTM, D - 5147 as per direction of the Engineer-in-Charge. The laying of membrane shall be got done through the authorised applicator of the manufacture of membrane. 2mm (for corrugated roof sheets) Providing and laying APP (Atactic Polypropylene Polymer) modified prefabricated five layer, 3 mm thick water proofing membrane, black finished reinforced with glass fibre matt consisting of a coat of bitumen primer for bitumen membrane @ 0.40 litre/sqm by the same membrane manufactured of density at 25°C, 0.87 - 0.89 kg/litre and viscocity 70 - 160 cps. Over the primer coat the layer of membrane shall be laid using butane torch and sealing all joints etc., and preparing the surface complete. The vital physical and chemical parameters of the membrane shall be as under: Joint strength in longitudinal and transverse direction at 23°C as 350/300 N/5 cm. Tear strength in longitudinal and transverse direction as 60/80N. Softening point of membrane not less than 150°C. Cold flexibility shall be upto -2°C when tested in accordance with ASTM, D - 5147 as per direction of the Engineer-in-Charge. The laying of membrane shall be got done through the authorised applicator of the manufacturer of membrane as required as per direction of the Engineer-in-charge. 3 mm thick Providing and laying APP (Atactic Polypropylene Polymer) modified prefabricated five layer 3 mm thick water proofing membrane, black finished reinforced with non-woven polyester matt consisting of a coat of bitumen primer for bitumen membrane @ 0.40 litre/sqm by the same membrane manufacture of density at 25°C, 0.87-0.89 kg/ litre and viscocity 70-160 cps. Over the primer coat the layer of membrane shall be laid using Butane Torch and sealing all joints etc, and preparing the surface complete. The vital physical and chemical parameters of the membrane shall be as under: Joint strength in longitudinal and transverse direction at 23°C as 650/ 450N/5cm. Tear strength in longitudinal and transverse direction as 300/250N. Softening point of membrane not less than 150°C. Cold flexibility shall be upto -2°C when tested in accordance with ASTM, D - 5147 as per direction of the Engineer-in-Charge. The laying of membrane shall be got done through the authorised applicator of the manufacturer of membrane as required as per direction of the Engineer-in-charge: 3 mm thick Extra for covering top of membrane with Geotextile, 120 gsm non woven, 100% polyester of thickness 1 to 1.25 mm bonded to the membrane with intermittent touch by heating the membrane by Butane Torch as per manufactures recommendation and as required as per direction of the Engineer-in-charge. Providing and applying fibre reinforced elastomeric liquid water proofing membrane with resilient acrylic polymers having Sun Reflectivity Index (SRI) of 105 on top of concrete roof in three coats @10.76 litre/ 10 sqm. One coat of self-priming of elastomeric waterproofing liquid (dilution with water in the ratio of 3:1) and two coats of undiluted elastomeric waterproofing liquid (dry film thickness of complete application/ system not less than 500 microns). The operation shall be carried out after scrapping and properly cleaning the surface to remove loose particles with wire brushes, complete in all respect as per the direction of Engineer-in-Charge. Providing and applying integral crystalline slurry of hydrophilic in nature for waterproofing treatment to the RCC structures like retaining walls of the basement, water tanks, roof slabs, podiums, reservior, sewage & water treatment plant, tunnels/ subway and bridge deck etc., prepared by mixing in the ratio of 5: 2 (5 parts integral crystalline slurry: 2 parts water) for vertical surfaces and 3: 1 (3 parts integral crystalline slurry: 1 part water) for horizontal surfaces and applying the same from negative (internal) side with the help of synthetic fiber brush as required as per direction of the Engineer-in-charge. The material shall meet the requirements as specified in ACI-212-3R-2010 i.e by reducing permeability of concrete by more than 90% compared with control concrete as per DIN 1048 and resistant to 16 bar hydrostatic pressure on negative side. The crystalline slurry shall be capable of self-healing of cracks up to a width of 0.50mm. The work shall be carried out all complete as per specification and the direction of the Engineer-in-charge. The product performance shall carry guaranteed for 10 years against any leakage. For vertical surface two coats @0.70 kg per sqm per coat For horizontal surface one coat @1.10 kg per sqm. Providing & Applying polymer modified, flexible cementatious negative side waterproofing coating with elastic waterproofing polymers on interior wall plaster surface in three coats @14.35kg /10 sqm. one coat of self priming of cementatious waterproofing polymer(dilution with water in the ratio of 1:1) and two coats of cementatious waterproofing polymer (dilution with water in the ratio of 3:1 ) after scrapping and properly cleaning the surface to remove pre-existing paint film & loose particles till plaster is visible, complete in all respect as per the direction of Engineer-in-Charge. Providing and applying crystalline mortar by mixing in the ratio of 4.5: 1 (4.5 parts crystalline mortar: 1 part water) for the treatment of faulty construction joints, cracks, tie rod holes and spalled & honeycombed surface of RCC underground structures like basement, water tanks, bridge deck etc. to ensure water tightness. The crystallie mortar shall conform to the EN 1504-3 having compressive strength Class R4 > 45 MPa and adhesive bond strength Class R3 > 1.5 MPa. The work shall be carried out all complete as per specification and the direction of the Engineer-in-charge. The product performance shall carry guarantee for 10 years against any leakage. For sealing cracks and faulty construction joints, by preparing the surface, making U-shape groove size of 25x25mm and then priming the surface with integral crystalline slurry @0.05kg per running meter and while the surface is tacky then filling the groove upto top edge with crystalline mortar @1.50kg per running meter. Once crystalline mortar is touch dry then finally applying two coats of integral crystalline slurry @0.05kg per running meter per coat on treated surface. For patching of tie rod holes, preparing tie rod hole surface and then priming the area with integral crystalline slurry @0.070kg per sqm and while the surface is tacky, repairing and then filling the tie rod holes with crystalline mortar @0.040kg per hole as required as per direction of the Engineer-in-charge. The crystalline mortar shall be tightly rodded into tie rod holes or packed tightly (For 25x25x25 mm tie rod hole, use 0.040 kg to fill the hole) Providing and applying of swellable type water stop tape, 19mm x 25mm thick in linear meter (expansive nature) for construction joints treatment of RCC structure, such as raft slab, retaining walls, water storage tank and at the junctions of raft slab with the retaining walls etc.. After cleaning the surface, one coat of required primer for swellable water stop tape shall be applied throughout the length of the joint @3.78 litre per 240 running meter. Over the primed surface swellable type water stop tape shall be placed. The work shall be carried out all complete as per specification and the direction of the Engineer-in-charge. The product performance shall carry guaranteed for 10 years against any leakage. Providing and mixing integral crystalline admixture for water proofing treatment to RCC structures like basement raft, retaining walls, reservoir, sewage & water treatment plant, tunnels / subway and bridge deck etc. at the time of transporting of concrete into the drum of the ready-mix truck, using integral crystalline admixture @0.80% (minimum) to the weight of cement content per cubic meter of concrete) or higher as recommended by the manufacturer's specification in reinforced cement concrete at site of work. The material shall meet the requirements as specified in ACI-212-3R-2010 i.e. by reducing permeability of concrete by more than 90%, compared with control concrete as per DIN 1048 and resistant to 16 bar hydrostatic pressure. The crystalline admixture shall be capable of self-healing of cracks up to a width of 0.50mm. The work shall be carried out all complete as per specification and the direction of the Engineer-in-charge. The product performance shall carry guarantee for 10 years against any leakage. Providing and applying integral crystalline (dry shake) of hydrophilic in nature for waterproofing treatment to the RCC structures like basement raft, foundation slab, sewage & water treatment plant slab, warehouses floor, parking structures and water tank base slab etc. sprinkled @0.60kg per sqm or higher as recommended by the manufacturer's specification over the lean concrete of above cited structures. The material shall meet the requirements as specified in ACI-212-3R-2010 i.e. by reducing permeability of concrete by more than 85%, compared control concrete as per DIN 1048 and resistant to 16 bar hydrostatic pressure on negative side. The crystalline dry shake shall be capable of self-healing of cracks up to a width of 0.50mm. The work shall be carried out all complete as per specification and the direction of the Engineer-in-charge. The product performance shall carry guarantee for 10 years against any leakage. Providing & Applying high quality acrylic modified resin based texture of Dholpur/Red sand stone Pattern with anti-algae and UV resistance properties to be applied as intermediate finish in desired pattern @ 43.04 kgs/10 sqm to form film of 1-1.5 mm thickness after scrapping and properly cleaning the surface to remove loose particles from the plaster surface, followed by top coating with Premium Acrylic Smooth exterior paint with Silicone additives of required shade by two or more coats @ 1.43 litres/10 sqm, complete as the direction of Engineer-in-Charge. Chipping of unsound/weak concrete material from slabs, beams, columns etc. with manual Chisel and/ or by standard power driven percussion type or of approved make including tapering of all edges, making square shoulders of cavities including cleaning the exposed concrete surface and reinforcement with wire brushes etc. and disposal of debris for all lead and lifts all complete as per direction of Engineer-In-Charge. 75mm average thickness 50mm average thickness 25 mm average thickness Cleaning of reinforcement from rust from the reinforcing bars to give it a total rust free steel surface by using alkaline chemical rust remover of approved make with paint brush and removing loose particles after 24 hours of its application with wire brush and thoroughly washing with water and allowing it to dry, all complete as per direction of Engineer-In-Charge. Bars upto 12 mm diameter Bars above 12 mm diameter Drilling suitable holes in reinforced or plain cement concrete with power driven drill machine to a minimum depth of 100mm upto 200mm in RCC beams, lintels, columns and slabs to introduce steel bars for sunshades/balconies including fixing the steel bars in position using epoxy resin anchor grout of approved make but excluding the cost of reinforcement, all complete as per direction of Engineer-In- Charge. Upto and including 12mm dia. Providing, mixing and applying bonding coat of approved adhesive on chipped portion of RCC as per specifications and as per direction of Engineer-In-charge complete in all respect. SBR Polymer (@10% of cement weight) modified cementitious bond coat @2.2 kg cement per sqm of surface area mixed with specified proportion of approved polymer Epoxy bonding adhesive having coverage 2.20 sqm/kg of approved make Extra for providing and laying of Fibre glass cloth over bonding coat of approved adhesive as per item no. 17.30, when the coat is still green. Overlaps of joints of fibre cloth should not be less than 10 cm. Providing, mixing and applying SBR polymer (of approved make) modified Cement mortar in proportion of 1:4 (1 cement: 4 fine sand with polymer minimum 2% by wt. of cement used) as per specifications and as per direction of the Engineer-in-charge. Note: Measurement and payment: The pre-measurement of thickness shall be done just after the surface preparation is completed and Payment under this item shall be made only after proper wet curing has been done and surface has been satisfactorily evaluated by sounding / tapping with a blunt metal instrument and/or the 75mm size cube crushing strength at the end of 28 days to be not less than 30 N/ mm2) 12 mm average thickness. 25 mm average thickness in 2 layers. 50 mm average thickness in 3 layers. Providing, mixing and applying SBR polymer (of approved make @ minimum 2% by wt. of cement used) modified plain/reinforced cement concrete for structural members having minimum characteristic compressive strength [with ordinary portland cement, fine sand and graded stone aggregate of 10mm maximum size in proportion as per design criteria] with specified average thickness. Note: Rates shall be for finished surface area of concrete and shall include the cost of labour, concrete and appropriate approved Super-Plasticiser for rendering concrete as flowable and SBR polymer but shall exclude cost of reinforcement, bond coat, Shear Keys, centering and shuttering, strutting, propping etc (Payment under this item shall be made only after proper wet curing has been done and surface has been satisfactorily evaluated by sounding/tapping with a blunt metal instrument) 50mm thick in Grade M 25 with cement content not less than 418 kg per cum 75mm thick in Grade M 25 with cement content not less than 418 kg per cum Providing, mixing and applying SBR polymer (of approved make @ minimum 2% by wt. of cement used) modified plain/reinforced cement concrete for structural members having minimum characteristic compressive strength [with ordinary portland cement, fine sand and graded stone aggregate of 10mm maximum size in proportion as per design criteria] with specified average thickness and as per direction of the Engineer-in-charge. Note: Rates shall be for finished surface area of concrete and shall include the cost of labour, concrete and appropriate approved Super- Plasticiser for rendering concrete as flowable and SBR polymer but shall exclude cost of reinforcement, bond coat, Shear Keys, centering and shuttering, strutting, propping etc (Payment under this item shall be made only after proper wet curing has been done and surface has been satisfactorily evaluated by sounding/tapping with a blunt metal instrument) 50mm thick in Grade M 25 with cement content not less than 418 kg per cum 75mm thick in Grade M 25 with cement content not less than 418 kg per cum 100mm thick in Grade M 25 with cement content not less than 418 kg per cum Providing and injecting approved grout in proportion recommended by the manufacturer into cracks/honey- comb area of concrete/ masonry by suitable gun/pump at required pressure including cutting of nipples after curing etc. complete as per direction of the Engineer- in- Charge. (The payment shall be made on the basis of actual weight of approved grout injected.) Stirrer mixed Acrylic Polymer of approved make @ 2% of weight of cement used) modified Cement slurry made with non shrink compound in concrete/RCC work Stirrer mixed SBR Polymer (of approved make) modified Cement slurry made with Shrinkage Compensating Cement in concrete/RCC work. Epoxy injection grout in concrete/RCC work of approved make Providing, erecting, maintaining and removing temporary protective screens made out of specified fabric with all necessary fixing arrangement to ensure that it remains in position for the work duration as required and as per direction of the Engineer-in-charge. Wooven PVC cloth Cleaning of exposed concrete surface of sticking material including loose and foreign material by sand blasting with fine sand followed by and including cleaning with oil free air blast as required and as per direction of the Engineer-in-charge. Shotcreting R.C.C. columns, beams and slabs etc. in layers with approved design mix concrete having the specified minimum characteristic compressive strength [with ordinary portland cement, fine sand and graded stone aggregate of 10 mm maximum size in proportion as per design criteria] including the cost of centering and shuttering at edges and corners etc. as required and as per direction of the Engineer-in-charge. Note: Rates shall include the providing necessary ground wires etc. The levelling gauges, if used, shall be paid for separately. Payment under this item shall be made only after proper wet curing has been done and surface has been satisfactorily evaluated by sounding/tapping with a blunt metal instrument. 25mm thick in Grade M 25 with cement content not less than 418 kg per cum 50mm thick in Grade M 25 with cement content not less than 418 kg per cum 75mm thick in Grade M 25 with cement content not less than 418 kg per cum Providing and inserting 12mm dia galvanised steel injection nipple in honey comb area and along crack line including drilling of holes of required diametre (20mm to 30mm) up to depth from 30mm to 80mm at required spacing and making the hole & crack dust free by blowing compressed air, sealing the distance between injection nipple with adhesive chemical of approved make and allow it to cure complete, as required and as per direction of the Engineer-in-charge. Providing and fixing hard drawn steel wire fabric of size 75 x25 mm mesh or other suitable size wire mesh to be fixed & firmly anchored to the concrete surface by means of "L" shaped mild steel shear key welded with existing reinforcement including the cost of materials, labour, tool & plants, as required and as per direction of the Engineer-in-charge. Basic Rates Bandhani Belder Bhisti/Waterman Carpenter (average) Carpenter 2nd Class Coolie/Helper/Khalashi Fitter (2nd class) Fitter (grade-1) Foreman Mason (average) Mason (brick layer) 1st class Mason (brick layer) 2nd class Mate Painter Brick/ Stone aggregate below 40 mm nominal size Cement Fine Sand Pig lead Steel material Fine sand (selected quarry) Portland Cement Stone Aggregate (Single size): 20 mm nominal size Stone Aggregate (Single size): 12 mm nominal size Stone Aggregate (Single size): 10 mm nominal size Bolts and nuts up to 300 mm in length Flats up to 10 mm in thickness Chromium plated Brass screws 50 mm Chromium plated Brass screws 40 mm Chromium plated Brass screws 25 mm Oxidised mild steel screws 40 mm Hard wood Plug u-PVC bend 87.5o 110 mm bend u-PVC bend 87.5o 75 mm bend u-PVC coupler for UPVC drainage pipes 110 mm u-PVC pipe clip 110 mm bend u-PVC pipe clip 75 mm bend u-PVC pipes (working pressure 4 kg / cm2) Rubber (Seal) Ring 110 mm dia. u-PVC pipes (working pressure 4 kg / cm2) Rubber (Seal) Ring 75 mm dia. u-PVC pipes (working pressure 4 kg / cm2) Single socketed pipe 110 mm dia. u-PVC pipes (working pressure 4 kg / cm2) Single socketed pipe 75 mm dia. u-PVC plain shoe 110 mm bend u-PVC plain shoe 75 mm bend u-PVC pushfit coupler (single) 110 mm thick u-PVC pushfit coupler (single) 75 mm thick u-PVC single equal Tee (with door) 110x110x110 mm u-PVC single equal Tee (with door) 75x75x75 mm u-PVC single equal Tee (without door) 110x110x110 mm u-PVC single equal Tee (without door) 75x75x75 mm Anticorrosive bituminous paint (black) Synthetic enamel paint in all shades except black or chocolate shade Synthetic enamel paint in black or chocolate shade C.I. bracket for wash basin and sinks C.P.brass chain with 40 mm dia rubber plug Clamps and M.S. stays including bolts and nuts for 100 mm pipe M.S.Holder bat clamp of approved design for 100 mm S.C.I. pipe M.S.Holder bat clamp of approved design for75 mm S.C.I. pipe Clamps and M.S. stays including bolts and nuts for 50 mm pipe Clamps and M.S. stays including bolts and nuts for 75 mm pipe Brass stop-cock 15 mm dia Mosquito proof coupling of approved design Vitreous china foot rests 250x130x30 mm S.C.I. gully or nahani grating 100 mm dia Rubber insertions for80 mm dia pipe joints Rubber insertions for 100 mm dia pipe joints Rubber insertions for 125 mm dia pipe joints Mirror of superior make glass 60x45 cm Vitreous china pedestal for wash basin Pig lead Flush pipe with union spreaders and clamps all in C.P. brass for single stall Flush pipe with union spreaders and clamps all in C.P. brass for double stall Flush pipe with union spreaders and clamps all in C.P. brass for range of three stall Flush pipe with union spreaders and clamps all in C.P. brass for range of four stall Flush pipe and spreaders G.I.for single set of one squatting plate urinal Flush pipe and spreaders G.I.for range of two squatting plates urinal Flush pipe and spreaders G.I.for range of three squatting plates urinal Flush pipe and spreaders G.I.for range of four squatting plates urinal G.I. inlet connection S.C.I. soil, waste and vent single socketed pipe1.80 metres long: 75 mm dia S.C.I. soil, waste and vent single socketed pipe1.80 metres long:100mm dia S.C.I. plain bend75mm dia S.C.I. plain bend 100mm dia S.C.I. bend with access door 75mm dia S.C.I. bend with access door 100mm dia S.C.I. plain single equal junctions75x75x75 mm dia S.C.I. plain single equal junctions100x100x100 mm dia S.C.I. single equal junctions75x75x75 mm dia with access door. S.C.I. single equal junctions 100x100x100 mm dia with access door. S.C.I. plain double equal junctions 75x75x75x75 mm dia S.C.I. plain double equal junctions100x100x100x100 mm dia S.C.I. double equal junctions75x75x75x75 mm dia with access door. S.C.I. double equal junctions 100x100x100x100 mm dia with access door. Slotted cowl (terminal guard )75 mm dia Slotted cowl (terminal guard ) 100 mm dia Sand cast iron S&S plain single unequal junctions: 100x100x75 mm dia Sand cast iron S&S single unequal junctions: 100x100x75 mm dia with access door. Sand cast iron S&S plain double unequal junctions: 100x100x75x75 mm dia Sand cast iron S&S double unequal junctions: 100x100x75x75 mm dia with access door. Sand cast iron heel rest bend75mm dia Sand cast iron heel rest bend 100mm dia S.C.I. single equal invert branch of required degree75x75x75 mm dia S.C.I. single equal invert branch of required degree 100x100x100 mm dia S.C.I. double equal invert branch of required degree 75x75x75x75 mm dia S.C.I. double equal invert branch of required degree 100x100x100x100 mm dia S.C.I. single unequal invert branch of required degree 100x100x75 mm dia S.C.I. double unequal invert branch of required degree 100x100x75x75 mm dia S.C.I. door pieces 75 mm dia S.C.I. door pieces 100 mm dia S.C.I. collar 75 mm dia S.C.I. collar 100 mm dia Fire clay kitchen sink: 600x450x250 mm White vitreous china laboratory sink450x300x150 mm White vitreous china laboratory sink600x450x200 mm White plastic seat (solid)with lid C.P.brass hinges and rubber buffers Black plastic seat (solid) with lid C.P.brass hinges and rubber buffers Spun yarn 15 mm C.P.brass tap C.P.brass toilet paper holder of standard size C.I. trap for standard urinal with vent arm with operating and other couplings in C.P.brass: 50 mm dia C.I. trap for standard urinal with vent arm with operating and other couplings in C.P.brass: 80 mm dia C.P.brass trap40 mm dia 100 mm S.C.I. trap with vent heel 100 mm S.C.I. trap with 100 mm inlet and 100 mm outlet 100 mm S.C.I. trap with 100 mm inlet and75 mm outlet Vitreous china lipped front urinal Vitreous china squatting plate urinal Vitreous china flat back wash basin 630x450 mm Vitreous china angle back wash basin 600x480 mm Vitreous china angle back wash basin 400x400 mm C.P. brass waste 32 mm C.P. brass waste 40 mm Vitreous china Indian type w.c. pan size 580 mm Vitreous china orrisa type w.c. pan size 580 mm Vitreous china pedestal type water closet White vitreous china dual purpose closet (Anglo Indian W.C.) suitable for use as squatting pan or European type water closet as per manufacturer’s specifications Vitreous china foot rests 250x125x25 mm Vitreous china Surgeon type wash basin of size 660x460 mm 600x120 mm glass shelf with anodised aluminium angle frame, C.P.brass brackets and guard rail of standard size Vitreous china flat back wash basin 550x400 mm C.P. Brass union 40 mm dia C.C.I.(spun) socketed soil, waste and vent pipe 1.80 metres long:100mm dia C.C.I.(spun) socketed soil, waste and vent pipe 1.80 metres long:75mm dia S.C.I. S&S bends with access door100mm dia S.C.I. S&S bends with access door75mm dia S.C.I. S&S bend100mm dia S.C.I. S&S bend75mm dia S.C.I. S&S heel rest sanitary bend 100mm dia S.C.I. S&S heel rest sanitary bend 75mm dia S.C.I. S&S single equal junctions100x100x100 mm S.C.I. S&S single equal junctions75x75x75 mm S.C.I. S&S single equal junctions with access door 100x100x100 mm S.C.I. S&S single equal junctions with access door 75x75x75 mm S.C.I. S&S double equal junctions100x100x100x100 mm S.C.I. S&S double equal junctions75x75x75x75 mm S.C.I. S&S double equal junctions with access door 100x100x100x100 mm. S.C.I. S&S double equal junctions with access door 75x75x75x75 mm. S.C.I. S&S single unequal junctions100x100x75 mm S.C.I. S&S single unequal junctions with access door 100x100x75 mm S.C.I. S&S double unequal junctions100x100x75x75 mm S.C.I. S&S double unequal junctions with access door 100x100x75x75 mm S.C.I. S&S single equal invert branch of required degree 100x100x100 mm dia S.C.I. S&S single equal invert branch of required degree 75x75x75 mm dia S.C.I. S&S double equal invert branch of required degree100x100x100x100 mm dia S.C.I. S&S double equal invert branch of required degree 75x75x75x75 mm dia S.C.I. S&S single unequal invert branch of required degree100x100x75 mm dia S.C.I. S&S double unequal invert branch of required degree100x100x75x75 mm dia S.C.I. S&S, 75 mm offset for75 mm dia pipe S.C.I. S&S, 150 mm offset for75 mm dia pipe S.C.I. S&S, 150 mm offset for100 mm dia pipe S.C.I. S&S, 114 mm offset for75 mm dia pipe S.C.I. S&S, 114 mm offset for100 mm dia pipe S.C.I. S&S, 152 mm offset for75 mm dia pipe S.C.I. S&S, 152 mm offset for100 mm dia pipe S.C.I S&S door pieces 100 mm dia S.C.I S&S door pieces 75 mm dia S.C.I S&S, Slotted Cowl (Terminal Guard) 100 mm S.C.I S&S, Slotted Cowl (Terminal Guard) 75 mm S.C.I S&S, collars 100 mm S.C.I S&S, collars 75 mm S.C.I. S&S, 76 mm offset for75 mm dia pipe S.C.I. S&S, 76 mm offset for100 mm dia pipe Vitreous china toilet paper holder of standard size Red oxide Zinc chromate primer Vitreous china flat back wash basin 450x300 mm Vitreous china 10 litres low level cistern without fittings Vitreous china 10 litres low level cistern with fittings Rawl plug 50 mm (designation 10 no.) Stainless steel kitchen sink - with drain board bowl depth 250 mm. Stainless steel kitchen sink - with drain board 510 x 1040mm bowl depth 225 mm. Stainless steel kitchen sink - with drain board 510 x 1040mm bowl depth 200 mm. Stainless steel kitchen sink - with drain board 510x1040mm bowl depth 178 mm Stainless steel kitchen sink - without drain board 610x510mm bowl depth 200 mm Stainless steel kitchen sink - without drain board 610x460mm bowl depth 200 mm. Stainless steel kitchen sink - without drain board 470x420mm bowl depth 178 mm Coloured Orissa pattern W.C. pan 580x440 mm Coloured Pedestal type W.C. pan 580x440 mm (European type) Coloured Vitreous china 10 lit. low level cistern Coloured (other than black) solid P.V.C. seat in European W.C. pan Circular shape 450 mm dia Mirror with Plastic moulded frame Rectangular shape 453x357 mm Mirror with Plastic moulded frame Oval shape 450x350 mm (outer dimensions) Mirror with Plastic moulded frame Rectangular shape 1500x450 mm Mirror with Plastic moulded frame Hard board 6 mm thick Semi Rigid PVC waste pipe for sink and wash basin 32 mm dia with length not less than 700 mm i/c PVC waste fittings Semi Rigid PVC waste pipe for sink and wash basin 40 mm dia with length not less than 700 mm i/c PVC waste fittings Flexible (coil shaped) PVC waste pipe for sink and wash basin 32 mm dia with length not less than 700 mm i/c PVC waste fittings Flexible (coil shaped) PVC waste pipe for sink and wash basin 40 mm dia with length not less than 700 mm i/c PVC waste fittings Coloured High density polyethylene/ poly propylene 10 lit. (full flush) capacity controlled low level flushing cistern with fittings White Vitreous china 10 lit. (full flush) capacity controlled low level flushing cistern with all fittings Coloured Vitreous china 10 lit. (full flush) capacity controlled low level flushing cistern with all fittings Flushing Cistern P.V.C. 10 lts capacity ( low level ) (White) ( with fittings, accessories and flush pipe) P.V.C. automatic flushing cistern 5 lts capacity P.V.C. automatic flushing cistern 10 lts capacity 15 mm C.P. brass tap with elbow operation lever White glazed fire clay draining board 600x450x25 mm G.I. flush pipe and C.P. brass spreader including C.P. connecting pipe Single lipped urinal G.I. flush pipe and C.P. brass spreader including C.P. connecting pipe Range of two lipped urinals G.I. flush pipe and C.P. brass spreader including C.P. connecting pipe Range of three lipped urinals G.I. flush pipe and C.P. brass spreader including C.P. connecting pipe Range of four lipped urinals White vitreous china clay half stall urinal flat back 580x380x350 mm or angle back 450x375x350 mm with waste fittings as per IS: 2556 Wedge expansion hold fastener 1/4" or 6 mm PTMT Waste Coupling 31/32MM PTMT Waste Coupling 38/40MM PTMT Bottle Trap 31/32MM PTMT Bottle Trap 38/40MM PTMT Liquid Soap Container of 400ml capacity PTMT Towel Ring 215xd200x37mm PTMT Towel Rail (450MM) PTMT Towel Rail (600MM) PTMT Shelf 450x124x36mm PTMT Urinal Spreader 15MM Salem Stainless steel AISI - 304 (18/8) Orrisa pattern W.C. pan 724 mm x 578 mm Salem Stainless steel AISI - 304 (18/8) Round basin 405mm X 355 mm Salem Stainless steel AISI - 304 (18/8) Wash basin 530mm X 345mm Centrifugally cast (spun) iron S&S 100 mm inlet and 100 mm outlet Centrifugally cast (spun) iron S&S 100 mm inlet and 75 mm outlet P.T.M.T. Urinal cock 15mm dia Wall mounted water closet of size 780x370x690 mm Adjustable Vitreous China Cistern with fittings of flushing capacity 3litre/6 litre (adjustable to 4 litre/8 litre ) White Vitreous China Waterless Urinal of size 600 x 330x315 mm Cistern with fittings for Waterless Urinal Battery based infrared sensor operated White Vitreous Urinal of approx size 610 x 390 x 370 mm Floor mounted white vitrous china double trap syphonic WC with 10 litre cistern and all fittings & fixtures,seat cover etc u-PVC double equal junction of required degree without door75x75x75 x 75 mm u-PVC double equal junction of required degree without door110x110x110 x110 mm u-PVC double equal junction of required degree with door 75x75x75 x 75 mm u-PVC double equal junction of required degree with door 110x110x110 x110 mm u-PVC double unequal junction of required degree without door 110x110x75 x 75 mm u-PVC double unequal junction of required degree with door 110x110x75 x 75 mm u-PVC single unequal junction of required degree without door 110x110x75 mm u-PVC single unequal junction of required degree with door 110x110x75 mm u- PVC Single socketed pipe - 110 mm OD working pressure 6 kg / cm2 u-PVC terminal guard 75 mm OD u-PVC terminal guard 110 mm OD Aluminium strip 25 mm x 1.4 mm Stainless steel Grab Bar 692 mm Vertical swing white 738 mm PTMT grating 100/110 mm dia. PTMT grating 75 mm dia |  | Sqm | 803.5
Sanitary Installations | 18.1 | Providing and fixing water closet squatting pan (Indian type W.C. pan ) with 100mm sand cast Iron P or S trap, 10 litre low level white P.V.C. flushing cistern with manually controlled device (handle lever) conforming to IS: 7231, with all fittings and fixtures complete including cutting and making good the walls and floors wherever required: White Vitreous china Orrisa pattern W.C. pan of size 580x440 mm with integral type foot rests. Stainless Steel AISI-304(18/8) Orissa pattern W.C pan of size 585x480 mm with flush pipe and integratedf type of foot rests |  | Each | 5680.1
Sanitary Installations | 18.2 | Providing and fixing white vitreous china pedestal type water closet (European type W.C. pan) with seat and lid, 10 litre low level white P.V.C. flushing cistern with manually controlled device (handle lever), conforming to IS: 7231, with all fittings and fixtures complete including cutting and making good the walls and floors wherever required: W.C. pan with ISI marked white solid plastic seat and lid W.C. pan with ISI marked black solid plastic seat and lid |  | Each | 5373.8
Sanitary Installations | 18.3 | Providing and fixing white vitreous china pedestal type water closet (European type) with seat and lid, 10 litre low level white vitreous china flushing cistern & C.P. flush bend with fittings & C.I.brackets, 40mm flush bend, overflow arrangement with specials of standard make and mosquito proof coupling of approved municipal design complete including painting of fittings and brackets, cutting and making good the walls and floors wherever required: W.C. pan with ISI marked white solid plastic seat and lid. W.C. pan with ISI marked black solid plastic seat and lid |  | Each | 6627.3
Sanitary Installations | 18.4 | Providing and Fixing white vitreous china flat back or wall corner type lipped front urinal basin of 430x260x350mm and 340x410x265mm sizes respectively with automatic flushing cistern with standard flush pipe and C.P. brass spreaders with brass unions and G.I clamps complete, including painting of fittings and brackets, cutting and making good the walls and floors wherever required: One urinal basin with 5 litre white P.V.C. automatic flushing cistern. Range of two urinal basins with 5 litre white P.V.C. automatic flushing cistern. Range of three urinal basins with10 litre white P.V.C. automatic flushing cistern. Range of four urinal basins with 10 litre white P.V.C. automatic flushing cistern |  | Each | 4507.4
Sanitary Installations | 18.5 | Providing and Fixing white vitreous china flat back half stall urinal of size 580x380x350mm with white PVC automatic flushing cistern, with fittings, standard size C.P. brass flush pipe, spreaders with unions and clamps (all in C.P. brass) with waste fitting as per IS 2556, C.I. trap with outlet grating and other couplings in C.P. brass including painting of fittings and cutting and making good the walls and floors wherever required: Single half stall urinal with 5 litre P.V.C. automatic flushing cistern. Range of two half stall urinals with 5 litre P.V.C. automatic flushing cistern. Range of three half stall urinals with 10 litre P.V.C. automatic flushing cistern. Range of four half stall urinals with 10 litre P.V.C. automatic flushing cistern |  | Each | 8243.4
Sanitary Installations | 18.6 | Providing and Fixing one piece construction white vitreous china squatting plate with an integral longitudinal flushing pipe, white P.V.C. Automatic flushing cistern, with fittings, standard size G.I. flush pipe for back and front flush with standard spreader pipes with fittings, G.I clamps and C.P. brass coupling complete including painting of fittings and cutting and making good the walls and floors etc. wherever required: Single squatting plate with 5 litre P.V.C. automatic flushing cistern. Range of two squatting plates with 5 litre P.V.C. automatic flushing cistern. Range of three squatting plates with 10 litre P.V.C. automatic flushing cistern. Range of four squatting plates with 10 litre P.V.C. automatic flushing cistern |  | Each | 6508.9
Sanitary Installations | 18.7 | Providing and fixing wash basin with C.I. brackets, 15 mm C.P. brass pillar taps,32 mm C.P. brass waste of standard pattern, including painting of fittings and brackets, cutting and making good the walls wherever require: White Vitreous China Wash basin size 630x450 mm with a pair of 15 mm C.P. brass pillar taps White Vitreous China Wash basin size 630x450 mm with a single 15 mm C.P. brass pillar taps. White Vitreous China Wash basin size 550x400 mm with a pair of 15 mm C.P. brass pillar taps. White Vitreous China Flat back wash basin size 550x400 mm with single 15 mm C.P. brass pillar tap. White Vitreous China Angle back wash basin size 600x480 mm with single 15 mm C.P. brass pillar tap. White Vitreous China Angle back wash basin size 400x400 mm with single 15 mm C.P. brass pillar tap. White Vitreous China Flat back wash basin size 450x300 mm with single 15 mm C.P. brass pillar tap White Vitreous China Surgeon type wash basin of size 660x460 mm with a pair of L5 mm C.P. brass pillar taps with elbow operated levers. White Vitreous China Surgeon type wash basin of size 660x460 mm with single 15 mm C.P. brass pillar taps with elbow operated levers ISI marked. Stainless Steel AISI-304(18/8) Round basin 405x355 mm with single 15 mm C.P. brass pillar tap Stainless Steel AISI-304(18/8) Wash basin 530x345 mm with single 15 mm C.P. brass pillar tap |  | Each | 4077.2
Sanitary Installations | 18.8 | Providing and fixing white vitreous china pedestal for wash basin completely recessed at the back for the reception of pipes and fittings |  | Each | 1834
Sanitary Installations | 18.9 | Providing and fixing kitchen sink with C.I. brackets, C.P. brass chain with rubber plug, 40 mm C.P. brass waste complete, including painting the fittings and brackets, cutting and making good the walls wherever required: White glazed fire clay kitchen sink of size 600x450x250 mm. Providing and fixing Stainless Steel AISI 304 (18/8) kitchen sink as per IS 13983 with C.I. brackets and stainless steel plug 40 mm including painting of fittings and brackets, cutting and making good the walls wherever required: Kitchen sink with drain board 510x1040 mm bowl depth 250mm. 510x1040 mm bowl depth 225mm. 510x1040 mm bowl depth 200mm. 460x915 mm bowl depth 178mm. Kitchen sink without drain board 610x510 mm bowl depth 200 mm. 610x460 mm bowl depth 200 mm. 470x420 mm bowl depth 178 mm. Providing and fixing white vitreous china laboratory sink with C.I. brackets, C.P. brass chain with rubber plug 40mm C.P brass waste and 40mm C.P. brass trap with necessary C.P. brass unions complete including painting of fittings and brackets, cutting and making good the wall wherever required: Size 450x300x150mm Size 600x450x200mm Providing and fixing draining board with C.I. brackets including painting of brackets, cutting and making good the walls wherever required: White glazed fire clay draining board of size 600x450x25mm Providing and fixing white vitreous china water closet squatting pan (Indian type) Long pattern W.C. pan of size 580 mm Orissa pattern W.C. pan of size 580x440 mm Extra for using coloured W.C. pan instead of white W.C. pan Orissa pattern W.C. pan 580x440 mm Providing and fixing white vitreous china pedestal type (European type/ wash down type) water closet pan. Extra for using coloured pedestal type W.C pan (European type) with low level cistern of same colour instead of white vitreous china W.C pan and cistern. Providing and fixing a pair of white vitreous china foot rests of standard pattern for squatting pan water closet: 250x130x30 mm 250x125x25 mm Providing and fixing P.V.C. low level flushing cistern with manually controlled device (handle lever) conforming to IS: 7231, with all fittings and fixtures complete. 10 litre capacity-White 10 litre capacity-coloured Providing and fixing controlled flush, low level cistern made of vitreous china with all fittings complete. 10 litre (full flush) capacity-white 10 litre (full flush) capacity-coloured Providing and fixing solid plastic seat with lid for pedestal type W.C. pan complete: White solid plastic seat with lid Black solid plastic seat with lid Coloured (other than black & white) solid plastic seat with lid DELETED Providing and fixing G.I. inlet connection for flush pipe connecting with W.C. pan. Providing and fixing white vitreous china flat back or wall corner type lipped front urinal basin of 430x260x350mm and 340x410x265mm sizes respectively. Providing and fixing white vitreous china squatting plate urinal with integral rim longitudinal flush pipe. Providing and fixing white vitreous china wash basin including making all connections but excluding the cost of fittings: Flat back wash basin of size 630x450mm. Flat back wash basin of size 550x400mm. Angle back wash basin of size 600x480mm. Angle back wash basin of size 400x400mm. Flat back wash basin of size 450x300mm. Surgeon type wash basin of size 660x460mm. Providing and fixing kitchen sink including making all connections excluding cost of fittings. White glazed fire clay sink of size 600x450x250mm. Providing and fixing white vitreous china laboratory sink including making all connections excluding cost of fittings: Size 450x300x150 mm. Size 600x450x200 mm. Providing and fixing P.V.C. waste pipe for sink or wash basin including P.V.C. waste fittings complete. Semi rigid pipe 32 mm dia 40 mm dia Flexible pipe 32 mm dia 40 mm dia Providing and fixing 100 mm sand cast Iron grating for gully trap. Providing and fixing in position 25mm diameter mosquito proof coupling of approved municipal design. Providing and fixing 600x450 mm bevelled edge mirror of superior glass (of approved quality) complete with 6 mm thick hard board ground fixed to wooden cleats with C.P. brass screws and washers complete. Providing and fixing mirror of superior glass (of approved quality) and of required shape and size with plastic moulded frame of approved make and shade with 6 mm thick hard board backing: Circular shape 450 mm dia Rectangular shape 453x357mm Oval shape 450x350mm (outer dimensions) Rectangular shape 1500x450 mm Providing and fixing 600x120x5mm glass shelf with edges round of supported on anodised aluminium angle frame with C.P. brass brackets and guard rail complete fixed with 40 mm long screws, rawl plugs etc., complete. Providing and fixing toilet paper holder: C.P. brass Vitreous china Providing and fixing soil, waste and vent pipes: 100 mm dia. Sand cast iron S&S pipe as per IS: 1729. Centrifugally cast (spun) iron socketed pipe as per IS: 3989. 75 mm diameter: Sand cast iron S&S pipe as per IS: 1729. Centrifugally cast (spun) iron socketed pipe as per IS: 3989. Providing and filling the joints with spun yarn cement slurry and cement mortar 1:2 (1 cement: 2 fine sand) in S.C.I./C.I. Pipes: 75mm dia pipe 100 mm dia pipe Providing and fixing M.S. holder-bat clamps of approved design to Sand Cast iron/ cast iron (spun) pipe embedded in and including cement concrete blocks 10x10x10cm of 1:2:4 mix (1 cement: 2 coarse sand: 4 graded stone aggregate 20mm nominal size) including cost of cutting holes and making good the walls etc.: For 100 mm dia. Pipe For 75 mm dia. Pipe Providing and fixing bend of required degree with access door, insertion rubber washer 3 mm thick, bolts and nuts complete. 100 mm Sand cast iron S&S as per IS - 1729 Sand cast iron S&S as per IS - 3989 75 mm dia Sand cast iron S&S as per IS - 1729 Sand cast iron S&S as per IS- 3989 Providing and fixing plain bend of required degree. 100 mm Sand cast iron S&S as per IS - 1729 Sand cast iron S&S as per IS: 3989 75 mm Sand cast iron S&S as per IS -1729 Sand cast iron S&S as per IS - 3989 Providing and fixing heel rest sanitary bend 100 mm dia Sand cast iron S&S as per IS - 1729 Sand cast iron S&S as per IS - 3989 75 mm Sand cast iron S&S as per IS - 1729 Sand cast iron S&S as per IS - 3989 Providing and fixing double equal junction of required degree with access door,insertion rubber washer 3 mm thick, bolts and nuts complete: 100x100x100x100mm Sand cast iron S&S as per IS - 1729 Sand cast iron S&S as per IS - 3989 75x75x75x75 mm Sand cast iron S&S as per IS - 1729 Sand cast iron S&S as per IS - 3989 Providing and fixing double equal plain junction of required degree. 100x100x100x100 mm Sand cast iron S&S as per IS - 1729 Sand cast iron S&S as per IS - 3989 75x75x75x75 mm Sand cast iron S&S as per IS - 1729 Sand cast iron S&S as per IS - 3989 Providing and fixing single equal plain junction of required degree with access door, insertion rubber washer 3 mm thick, bolts and nuts complete. 100x100x100 mm Sand cast iron S&S as per IS - 1729 Sand cast iron S&S as per IS - 3989 75x75x75 mm Sand cast iron S&S as per IS - 1729 Sand cast iron S&S as per IS - 3989 Providing and fixing single equal plain junction of required degree 100x100x100 mm Sand cast iron S&S as per IS - 1729 Sand cast iron S&S as per IS - 3989 75x75x75 mm Sand cast iron S&S as per IS - 1729 Sand cast iron S&S as per IS - 3989 Providing and fixing double unequal junction of required degree with access door, insertion rubber washer 3 mm thick, bolts and nuts complete: 100x100x75x75 mm Sand cast iron S&S as per IS - 1729 Sand cast iron S&S as per IS - 3989 Providing and fixing double unequal plain junction of required degree: 100x100x75x75 mm Sand cast iron S&S as per IS - 1729 Sand cast iron S&S as per IS - 3989 Providing and fixing single unequal junction of required degree with access door, insertion rubber washer 3 mm thick, bolts and nuts complete: 100x100x75 mm Sand cast iron S&S as per IS - 1729 Sand cast iron S&S as per IS - 3989 Providing and fixing single unequal plain junction of required degree: 100x100x75 mm Sand cast iron S&S as per IS - 1729 Sand cast iron S&S as per IS - 3989 Providing and fixing double equal plain invert branch of required degree: 100x100x100x100mm Sand cast iron S&S as per IS - 1729 Sand cast iron S&S as per IS 3989 75x75x75x75 mm Sand cast iron S&S as per IS - 1729 Sand cast iron S&S as per IS - 3989 Providing and fixing single equal plain invert branch of required degree: 100x100x100 mm Sand cast iron S&S as per iron 1729 Sand cast iron S&S as per IS - 3989 75x75x75 mm Sand cast iron S&S as per IS - 1729 Sand cast iron S&S as per IS - 3989 Providing and fixing double unequal invert branch of required degree 100x100x75x75 mm Sand cast iron S&S as per IS - 1729 Sand cast iron S&S as per IS - 3989 Providing and fixing single unequal plain invert branch of required degree: 100x100x75 mm Sand cast iron S&S as per IS - 1729 Sand cast iron S&S as per IS - 3989 Providing and fixing sand cast iron S&S offsets as per IS: 1729 76 mm offsets With 75 mm dia. pipe With 100 mm dia. pipe 114 mm offsets With 75 mm dia. pipe With 100 mm dia. Pipe 152 mm offsets With 75 mm dia. Pipe With 100 mm dia. pipe Providing and fixing sand cast iron S&S offsets as per IS: 3989. 75 mm offsets With 75 mm dia. pipe 150 mm offsets With 75 mm dia. pipe With 100 mm dia. pipe Providing and fixing door piece, insertion rubber washer 3mm thick, bolts & nuts complete 100mm Sand cast iron S&S as per IS - 1729 Sand cast iron S&S as per IS - 3989 75 mm Sand cast iron S&S as per IS - 1729 Sand cast iron S&S as per IS - 3989 Providing and fixing terminal guard: 100 mm Sand cast iron S&S as per IS - 1729 Sand cast iron S&S as per IS - 3989 75 mm Sand cast iron S&S as per IS - 1729 Sand cast iron S&S as per IS - 3989 Providing and fixing collar: 100 mm Sand cast iron S&S as per IS - 1729 Sand cast iron S&S as per IS - 3989 75 mm Sand cast iron S&S as per IS - 1729 Sand cast iron S&S as per IS- 3989 Providing lead caulked joints to sand cast iron/centrifugally cast (spun) iron pipes and fittings of diameter: 100mm 75 mm 50 mm Providing and fixing M.S. stays and clamps for sand cast iron/centrifugally cast (spun) iron pipes of diameter: 100 mm 75 mm 50 mm Providing and fixing trap of self cleansing design with screwed down or hinged grating with or without vent arm complete, including cost of cutting and making good the walls and floors: 100 mm inlet and 100 mm outlet Sand cast iron S&S as per IS: 3989. Sand Cast Iron S&S as per IS: 1729. 100 mm inlet and 75 mm outlet Sand cast iron S&S as per IS - 3989 Sand Cast Iron S&S as per IS- 1729. Cutting chases in brick masonry walls for following diameter sand cast iron/centrifugally cast (spun) iron pipes and making good the same with cement concrete 1:3:6 ( 1 cement: 3 coarse sand:6 graded stone aggregate 12.5 mm nominal size ) including necessary plaster and pointing in cement mortar 1:4(1cement: 4 coarse sand): 100mmdia. 75 mmdia. 50mmdia. Painting C.I. cistern with bitumastic or any other anti- corrosive paint inside and white paint over a coat of zinc chromate yellow primer (of approved quality ) on the outside surface of the cistern flush pipe, other fittings, etc. complete for new work. Re-painting C.I. cistern with bitumastic or any other anti- corrosive paint inside and white paint on the outside surface of the cistern, flush pipe, other fittings, etc. complete including polishing of wooden seat and lid and cleaning of W.C. pan with acid wherever necessary. Repainting C.I. cistern with synthetic enamel paint of approved colour brand and manufacture on the outside surface of cistern flush pipe, other fittings etc. complete. Painting sand cast iron/ centrifugally cast (spun) iron soil, waste vent pipes and fittings with paint of any colour such as chocolate grey, or buff etc. over a coat of primer (of approved quality) for new work: 100 mm diameter pipe 75 mm diameter pipe Repainting sand cast iron/ centrifugally cast iron (spun) iron, soil, waste, vent pipes and fittings with paint of any colour such as chocolate, grey or buff etc: 100 mm diameter pipe 75 mm diameter pipe Repainting bath tub of size 1700x730x430mm with enamel paint. Providing and fixing vitreous china dual purpose closet suitable for use as squatting pan or European type water closet (Anglo Indian W.C pan) with seat lid with C.P. brass hinges and rubber buffers, 10 litre low level flushing cistern with fitting and brackets, 40mm flush bend 20mm over flow pipe with specials of standard make and mosquito proof coupling of approved municipal design complete, including painting of fittings and brackets, cutting and making good the walls and floors wherever required: White vitreous china dual purpose WC pan with white solid plastic seat and lid with white vitreous china flushing cistern and C.P. flush bend. Providing and fixing PTMT Waste Coupling for washbasin and sink, of approved quality and colour. Waste coupling 31 mm of 79mm length and 62mm breadth weighing not less than 45 gms. Waste coupling 38mm of 83mm length and 77mm breadth, weighing not less than 60gms. Providing and fixing PTMT Bottle Trap for Wash basin and sink. Bottle trap 31mm single piece moulded with height of 270mm, effective length of tail pipe 260mm from the centre of the waste coupling 77mm breadth with 25mm minimum water seal, weighing not less than 260gms. Bottle trap 38mm single piece moulded with height of 270mm, effective length of tail pipe 260mm from the centre of the waste coupling 77mm breadth with 25mm minimum water seal, weighing not less than 263gms. Providing and fixing PTMT liquid soap container 109mm wide, 125mm high and 112mm distance from wall of standard shape with bracket of the same materials with snap fittings of approved quality and colours weighing not less than 105 gms. Providing and fixing PTMT towel ring trapezoidal shape 215mm long, 200mm wide with a minimum distances of 37mm from wall face with concealed fittings arrangement of approved quality and colours weighing not less than 80 gms. Providing and fixing PTMT towel rail complete with brackets fixed to wooden cleats with CP brass screws with concealed fitting arrangement of approved quality and colour. 450mm long towel rail with total length of 495mm, 78mm wide and effective height of 88mm, weighing not less than 170gms. 600mm long towel rail with total length of 645mm, width 78mm and effective height of 88mm, weighing not less than 190gms. Providing and fixing PTMT shelf 440 mm long, 124 mm widthand 36 mm height of approved quality and colour, weighing not less than 300gms. Providing and fixing PTMT 15 mm Urinal spreader size 95x69x100 mm with 1/2" BSP thread and shapes, weighing not less than 60gms. Providing and fixing PTMT urinal cock of approved quality and colour. 15 mm nominal bore, 80mm long. 42 mm high and 30mm wide with BSP female threads weighing not less than 48gms Providing and fixing M.S. holder bat clamp of approved design to sand cast iron/ cast iron (spun) pipes comprising of M.S. flat brackets made of 50x5mm flat of specified shape, projecting 75mm outside the wall surface and fixed on wall with 4nos, 6mm dia expansion hold fasteners including drilling necessary holes in brick wall/ CC/ RCC surface and the cost of bolts etc. The pipes shall be fixed to the already fixed brackets with the help of 30mm x1.6mm galvanised M.S. flats of specified shape and of total length 420mm and shall be fixed with M.S. nuts, bolts, & washers of size 25x6mm, one bolts on each side of the pipe. Total bracket length 580mm of approved shape and design (for single 100mm dia pipes) Total bracket length 810 mm of approved shape and design (for two 100mm dia pipes) Total bracket length 1040 mm of approved shape and design (for three 100mm dia pipes) Providing and fixing white vitreous china extended wall mounting water closet of size 780x370x690 mm of approved shape including providing & fixing white vitreous china cistern with dual flush fitting, of flushing capacity 3 litre/ 6 litre (adjustable to 4 litre/ 8 litres), including seat cover, and cistern fittings, nuts, bolts and gasket etc complete. Providing & fixing white vitreous china water less urinal of size 600 x 330 x 315 mm having antibacterial /germs free ceramic surface, fixed with cartridge having debris catcher and hygiene seal. Providing and fixing white vitreous china battery based infrared sensor operated urinal of approx. size 610 x 390 x 370 mm having pre & post flushing with water (250 ml & 500 ml consumption), having water inlet from back side, including fixing to wall with suitable brackets all as per manufacturers specification and direction of Engineer-in-charge. Providing and fixing floor mounted, white vitreous china single piece, double traps syphonic water closet of approved brand/make, shape, size and pattern including integrated white vitreous china cistern of capacity 10 litres with dual flushing system, including all fittings and fixtures with seat cover, cistern fittings, nuts, bolts and gasket etc including making connection with the existing P/S trap, complete in all respect as per directions of Engineer- in-Charge. u - PVC PIPES WITH FITTINGS Providing and fixing on wall face unplasticised Rigid PVC soil, waste & vent pipes (working pressure 4 kg / cm2) conforming to IS: 13592 Type A including jointing with seal ring conforming to IS: 5382 leaving 10 mm gap for thermal expansion: Single socketed pipe - 75 mm OD Single socketed pipe - 110 mm OD Providing and fixing on wall face unplasticised Rigid PVC soil, waste & vent pipes (working pressure 6 kg / cm2) conforming to IS: 13592 Type A including jointing with seal ring conforming to IS: 5382 leaving 10 mm gap for thermal expansion: Single socketed pipe - 110 mm OD Providing and fixing on wall face unplasticised - PVC moulded fittings/ accessories for unplasticised Rigid PVC soil, waste & vent pipes conforming to IS: 13592 Type A including jointing with seal ring conforming to IS: 5382 leaving 10 mm gap for thermal expansion: Coupler 75 mm 110 mm Single pushfit Coupler 75 mm 110 mm Single equal tee without door 75x75x75 mm 110x110x110mm Single equal tee with door 75x75x75 mm 110x110x110mm Bend 87.5° 75mm 110mm Plain shoe 75mm 110mm Double equal junction of required degree without door 75x75x75 x 75 mm 110x110x110 x110 mm Double equal junction of required degree with door 75x75x75 x 75 mm 110x110x110 x110 mm Double unequal junction of required degree without door 110x110x75 x 75 mm Double unequal junction of required degree with door 110x110x75 x 75 mm Single unequal junction of required degree without door 110x110x75 mm Single unequal junction of required degree with door 110x110x75 mm Terminal guard 75 mm 110 mm Providing and fixing unplasticised -PVC pipe clips of approved design to unplasticised - PVC soil, waste & vent pipes by means of 50x50x50mm hard wood plugs, screwed with M.S. screws of required length including cutting brick work and fixing with cement mortar 1: 4 (1cement: 4 fine sand) making good the wall etc. complete. 75mm 110mm Providing and fixing 25mm x 1.40 mm clips made out of aluminium strip of approved design to unplasticised PVC soil, waste & vent pipes by means of Plastic Wall Plugs fitted in the brick work/R.C.C work by drilling with the help of mechaine and screwed with M.S. screws of required length and making good the wall etc. complete. 75mm 110mm Providing and fixing to the inlet mouth of soil, waste & vent pipes pipe PTMT grating with thickness of 8mm and weighing not less than 100gm. complete. 75mm 100mm Providing and fixing grab bar in disable friendly bathrooms using C.P. brass screws and washers complete as per direction of Engineer-in- charge. Stainless steel Grab Bar 692 mm Vertical swing white 738 mm Hire charge of Derrick monkey rope and other accessories- Hire charges Belder Bhisti/Waterman Carpenter (average) Carpenter 2nd Class Coolie/Helper/khalashi Fitter (2nd class) Fitter (grade-1) Foreman Mason (average) Mason (brick layer) 1st class Mason (brick layer) 2nd class Painter Carriage Brick/ Stone aggregate 40 mm nominal size and above Brick/ Stone aggregate below 40 mm nominal size Bricks Cast iron fittings Cast iron pipes 1000 mm dia Cast iron pipes 150 mm dia Cast iron pipes 200 mm dia Cast iron pipes 250 mm dia Cast iron pipes 300 mm dia Cast iron pipes 350 mm dia Cast iron pipes 400 mm dia Cast iron pipes 450 mm dia Cast iron pipes 500 mm dia Cast iron pipes 600 mm dia Cast iron pipes 700 mm dia Cast iron pipes 800 mm dia Cast iron pipes 900 mm dia Cement Ductile iron pipes (k7) 100 mm dia Fine Sand G.I. pipes below 100 mm dia Pig lead Spun iron S & S pipes 100 mm dia Spun iron S & S pipes 125 mm dia Spun iron S & S pipes 150 mm dia Spun iron S & S pipes 200 mm dia Spun iron S & S pipes 250 mm dia Spun iron S & S pipes 300 mm dia Spun iron S & S pipes 350 mm dia Spun iron S & S pipes 400 mm dia Spun iron S & S pipes 450 mm dia Spun iron S & S pipes 500 mm dia Spun iron S & S pipes 600mm dia Steel Materials Fuel wood Fine sand (local quarry) Fine sand (selected quarry) Kerosene oil Portland Cement Stone Aggregate (Single size): 40 mm nominal size Stone Aggregate (Single size): 20 mm nominal size Stone Aggregate (Single size): 12 mm nominal size Safeda ballies/Local ballies 100/125 mm diameter Second local wood in planks Twisted steel / deformed TMT bars Fe-500D Bricks 1st Class Bricks 2nd Class Anticorrosive bituminous paint (black) Red oxide Zinc chromate primer Synthetic enamel paint in all shades except black or chocolate shade Pig lead Bleaching powder Surface box for stop cock Surface box for sluice valve Surface box for water meter Brass bib-cock 15 mm dia Brass bib-cock 20 mm dia Brass stop-cock 15 mm dia Brass stop-cock 20 mm dia C.I.mouth, brass ferrule 15 mm dia C.I.mouth, brass ferrule 20 mm dia C.I.mouth, brass ferrule 25 mm dia Rubber insertions for 80 mm dia pipe joints Rubber insertions for 100 mm dia pipe joints Rubber insertions for 125 mm dia pipe joints Rubber insertions for 150 mm dia pipe joints Rubber insertions for 200 mm dia pipe joints Rubber insertions for 250 mm dia pipe joints Rubber insertions for 300 mm dia pipe joints Rubber insertions for 350 mm dia pipe joints Rubber insertions for 400 mm dia pipe joints Rubber insertions for 450 mm dia pipe joints Rubber insertions for 500 mm dia pipe joints Rubber insertions for 600 mm dia pipe joints S & S.C.I.standard specials up to 300 mm dia (heavy class) S & S.C.I.standard specials over 300 mm dia (heavy class) Flanged C.I. standard specials up to 300 mm dia(heavy class) Flanged C.I. standard specials over 300 mm dia(heavy class) G.I. pipes 15 mm dia of medim class as per IS: 1239 G.I. pipes 20 mm dia of medim class as per IS: 1239 G.I. pipes 25 mm dia of medim class as per IS: 1239 G.I. pipes 32 mm dia of medim class as per IS: 1239 G.I. pipes 40 mm dia of medim class as per IS: 1239 G.I. pipes 50 mm dia of medim class as per IS: 1239 G.I. pipes 65 mm dia of medim class as per IS: 1239 G.I. pipes 80 mm dia of medim class as per IS: 1239 G.I. back (jam) nuts25 mm dia G.I. back (jam) nuts65 mm dia G.I. tees (equal) 25 mm G.I. tees (equal) 65 mm G.I. Union 15 mm nominal bore G.I. Union 20 mm nominal bore G.I. Union 25 mm nominal bore G.I. Union 32 mm nominal bore G.I. Union 40 mm nominal bore G.I. Union 50 mm nominal bore G.I. Union 65 mm nominal bore G.I. Union 80mm nominal bore Polyethylene water storage tank with cover and suitable locking arrangement Unplasticised P.V.C. connection pipe with brass union 30 cm long 15 mm bore Unplasticised P.V.C. connection pipe with brass union 30 cm long 20 mm bore Unplasticised P.V.C. connection pipe with brass union 45 cm long 15 mm bore Unplasticised P.V.C. connection pipe with brass union 45 cm long 20 mm bore S.C.I. hand pump Shower rose C.P.brass for 15 to 20 mm inlet 100 mm dia Shower rose C.P.brass for 15 to 20 mm inlet 150 mm dia Spun yarn Strainer brass 40 mm dia 1.5 metre long H.P. or L.P. ball valve with polythene floats: 15 mm dia H.P. or L.P. ball valve with polythene floats: 20 mm dia H.P. or L.P. ball valve with polythene floats: 25 mm dia Brass full way valve with C.I. wheel (screwed end) 25 mm dia Brass full way valve with C.I. wheel (screwed end) 32 mm dia Brass full way valve with C.I. wheel (screwed end) 40 mm dia Brass full way valve with C.I. wheel (screwed end) 50 mm dia Brass full way valve with C.I. wheel (screwed end) 65 mm dia Brass full way valve with C.I. wheel (screwed end) 80 mm dia Gunmetal non-return valve-horizontal (screwed end) 25 mm dia Gunmetal non-return valve-horizontal (screwed end) 32 mm dia Gunmetal non-return valve-horizontal (screwed end) 40 mm dia Gunmetal non-return valve-horizontal (screwed end) 50 mm dia Gunmetal non-return valve-horizontal (screwed end) 65 mm dia Gunmetal non-return valve-horizontal (screwed end) 80 mm dia C.I.sluice valve (with caps) class I: 100 mm dia C.I.sluice valve (with caps) class I: 125 mm dia C.I.sluice valve (with caps) class I: 150 mm dia C.I.sluice valve (with caps) class I: 200 mm dia C.I.sluice valve (with caps) class I: 250 mm dia C.I.sluice valve (with caps) class I: 300 mm dia Bolts and nuts 16 mm dia 60 mm long Bolts and nuts 16 mm dia 65 mm long Bolts and nuts 20 mm dia 65 mm long Bolts and nuts 20 mm dia 70 mm long Bolts and nuts 20 mm dia 75 mm long Bolts and nuts 20 mm dia 80 mm long Bolts and nuts 24 mm dia 85 mm long Bolts and nuts 24 mm dia 90 mm long Bolts and nuts 27 mm dia 100 mm long Gunmetal non-return valve-horizontal (screwed end) 25 mm dia Gunmetal non-return valve-horizontal (screwed end) 32 mm dia Gunmetal non-return valve-horizontal (screwed end) 40 mm dia Gunmetal non-return valve-horizontal (screwed end) 50 mm dia Gunmetal non-return valve-horizontal (screwed end) 65 mm dia Gunmetal non-return valve-horizontal (screwed end) 80 mm dia C.I.sluice valve (with caps) class II: 100 mm dia C.I.sluice valve (with caps) class II: 125 mm dia C.I.sluice valve (with caps) class II: 150 mm dia C.I.sluice valve (with caps) class II: 200 mm dia C.I.sluice valve (with caps) class II: 250 mm dia C.I.sluice valve (with caps) class II: 300 mm dia C.P. Brass bib cock 15 mm C.P. Brass long nose bibcock 15 mm C.P. Brass long body bibcock 15 mm C.P. Brass stop cock (concealed) 15 mm C.P. Brass angle valve 15 mm 15 mm PTMT bib cock 15 mm PTMT bib cock with flange (fancy) 15 mm PTMT bib cock long body with flange 15 mm dia PTMT stop cock(male thread) 20 mm dia. PTMT stop cock PTMT pillar cock PTMT push cock 15 mm dia. PTMT push cock 12 mm dia. 20 mm BSP PTMT grating 100 mm dia. PTMT grating 75 mm dia. 125 mm grating with waste hole Rectangular type with openable circular lid 150 mm size 18 mm high with 100 mm dia. (110 gm) Double acting air valve 50 mm Double acting air valve 80 mm Double acting air valve 100 mm Water meter (including testing charges) 80 mm Water meter (including testing charges) 100 mm Water meter (including testing charges) 150 mm Water meter (including testing charges) 200 mm Dirt box strainer 80 mm Dirt box strainer 100 mm Dirt box strainer 150 mm Dirt box strainer 200 mm PTMT Ball Cock 15mm Complete with Epoxy Coated Aluminium Road & H.D. Ball PTMT Ball Cock 20mm Complete with Epoxy Coated Aluminium Road & H.D. Ball PTMT Ball Cock 25mm Complete with Epoxy Coated Aluminium Road & H.D. Ball PTMT Ball Cock 40mm Complete with Epoxy Coated Aluminium Road & H.D. Ball PTMT Ball Cock 50mm Complete with Epoxy Coated Aluminium Road & H.D. Ball PTMT Angle Stop cock with Flange 15mm PTMT Swiveling shower 15mm PTMT Soap Dish/Holder 138x102x75mm Ductile Iron class K - 9 pipe Conforming to I.S. 8329 100mm dia Ductile Iron class K - 9 pipe Conforming to I.S. 8329 150mm dia Ductile Iron class K - 9 pipe Conforming to I.S. 8329 200mm dia Ductile Iron class K - 9 pipe Conforming to I.S. 8329 - 250mm dia Ductile Iron class K - 9 pipe Conforming to I.S. 8329 - 300mm dia Ductile Iron class K - 9 pipe Conforming to I.S. 8329 - 350mm dia Ductile Iron class K - 9 pipe Conforming to I.S. 8329 - 400mm dia Ductile Iron class K - 9 pipe Conforming to I.S. 8329 - 450mm dia Ductile Iron class K - 9 pipe Conforming to I.S. 8329 - 500mm dia Ductile Iron class K - 9 pipe Conforming to I.S. 8329 - 600mm dia Ductile Iron class K - 9 pipe Conforming to I.S. 8329 - 700mm dia Ductile Iron class K - 9 pipe Conforming to I.S. 8329 - 750mm dia Ductile Iron class K - 9 pipe Conforming to I.S. 8329 - 800mm dia Ductile Iron class K - 9 pipe Conforming to I.S. 8329 - 900mm dia Ductile Iron class K - 9 pipe Conforming to I.S. 8329 - 1000mm dia Rubber Gaskets Conforming to I.S 5382 of S.B.R quality 100mm dia Rubber Gaskets Conforming to I.S 5382 of S.B.R quality 150mm dia Rubber Gaskets Conforming to I.S 5382 of S.B.R quality 200mm dia Rubber Gaskets Conforming to I.S 5382 of S.B.R quality 250mm dia Rubber Gaskets Conforming to I.S 5382 of S.B.R quality 300mm dia Rubber Gaskets Conforming to I.S 5382 of S.B.R quality 350mm dia Rubber Gaskets Conforming to I.S 5382 of S.B.R quality 400mm dia Rubber Gaskets Conforming to I.S 5382 of S.B.R quality 450mm dia Rubber Gaskets Conforming to I.S 5382 of S.B.R quality 500mm dia Rubber Gaskets Conforming to I.S 5382 of S.B.R quality 600mm dia Rubber Gaskets Conforming to I.S 5382 of S.B.R quality 650mm dia Rubber Gaskets Conforming to I.S 5382 of S.B.R quality 700mm dia Rubber Gaskets Conforming to I.S 5382 of S.B.R quality 800mm dia Rubber Gaskets Conforming to I.S 5382 of S.B.R quality 900mm dia Rubber Gaskets Conforming to I.S 5382 of S.B.R quality 1000mm dia Ductile Iron K - 12 specials suitable for push on jointing up to 600mm dia Ductile Iron K - 12 specials suitable for push on jointing over 600mm dia Ductile Iron specials suitable for mechanical jointing as per I.S. 9523 -up to 600mm dia Ductile Iron Specials suitable for mechanical jointing as per I.S. 9523 over 600mm dia Ductile Iron Pipe Class K-9 flanges and welding 100mm dia Ductile Iron Pipe Class K-9 flanges and welding 150 dia Ductile Iron Pipe Class K-9 flanges and welding 200mm dia Ductile Iron Pipe Class K-9 flanges and welding 250mm dia Ductile Iron Pipe Class K-9 flanges and welding 300mm dia Ductile Iron Pipe Class K-9 flanges and welding 350mm dia Ductile Iron Pipe Class K-9 flanges and welding 400mm dia Ductile Iron Pipe Class K-9 flanges and welding 450mm dia Ductile Iron Pipe Class K-9 flanges and welding 500mm dia Ductile Iron Pipe Class K-9 flanges and welding 600mm dia Ductile Iron Pipe Class K-9 flanges and welding 700mm dia S&S Centrifugally (Spun) C.I. Pipe class LA 100mm dia S&S Centrifugally (Spun) C.I. Pipe class LA 125mm dia S&S Centrifugally (Spun) C.I. Pipe class LA 150mm dia S&S Centrifugally (Spun) C.I. Pipe class LA 200mm dia S&S Centrifugally (Spun) C.I. Pipe class LA 250mm dia S&S Centrifugally (Spun) C.I. Pipe class LA 300mm dia S&S Centrifugally (Spun) C.I. Pipe class LA 350mm dia S&S Centrifugally (Spun) C.I. Pipe class LA 400mm dia S&S Centrifugally (Spun) C.I. Pipe class LA 450mm dia S&S Centrifugally (Spun) C.I. Pipe class LA 500mm dia S&S Centrifugally (Spun) C.I. Pipe class LA 600mm dia S&S Centrifugally (Spun) C.I. Pipe Specials as per IS 1538 suitable for lead jointing up to 300mm dia for lead jointing up to 300mm dia S&S Centrifugally (Spun) C.I. Pipe Specials as per IS 1538 suitable for lead jointing over 300mm dia S&S Centrifugally (Spun) C.I. Pipe specials suitable for mechanical joint as per I.S. 13382 up to 300mm dia S&S Centrifugally (Spun) C.I. Pipe Specials suitable for mechanical joint as per IS 13382 over 300mm dia Screwed double flanged centrifugally cast (spun) C.I. Pipe of Class B conforming to I.S. 1536, - 100mm dia Screwed double flanged centrifugally cast (spun) C.I. Pipe of Class B conforming to I.S. 1536, - 150mm dia Screwed double flanged centrifugally cast (spun) C.I. Pipe of Class B conforming to I.S. 1536, - 200mm dia Screwed double flanged centrifugally cast (spun) C.I. Pipe of Class B conforming to I.S. 1536, - 250mm dia Screwed double flanged centrifugally cast (spun) C.I. Pipe of Class B conforming to I.S. 1536, - 300mm dia Screwed double flanged centrifugally cast (spun) C.I. Pipe of Class B conforming to I.S. 1536, - 350mm dia Screwed double flanged centrifugally cast (spun) C.I. Pipe of Class B conforming to I.S. 1536, - 400mm dia Screwed double flanged centrifugally cast (spun) C.I. Pipe of Class B conforming to I.S. 1536, - 450mm dia Screwed double flanged centrifugally cast (spun) C.I. Pipe of Class B conforming to I.S. 1536, - 500mm dia Screwed double flanged centrifugally cast (spun) C.I. Pipe of Class B conforming to I.S. 1536, - 600mm dia Ductile Iron Class K- 7 pipe conforming to I.S. 8329 - 100mm dia Ductile Iron Class K- 7 pipe conforming to I.S. 8329 - 150mm dia Ductile Iron Class K- 7 pipe conforming to I.S. 8329 - 200mm dia Ductile Iron Class K- 7 pipe conforming to I.S. 8329 - 250mm dia Ductile Iron Class K- 7 pipe conforming to I.S. 8329 - 300mm dia Ductile Iron Class K- 7 pipe conforming to I.S. 8329 - 350mm dia Ductile Iron Class K- 7 pipe conforming to I.S. 8329 - 400mm dia Ductile Iron Class K- 7 pipe conforming to I.S. 8329 - 450mm dia Ductile Iron Class K- 7 pipe conforming to I.S. 8329 - 500mm dia Ductile Iron Class K- 7 pipe conforming to I.S. 8329 - 600mm dia Ductile Iron Class K- 7 pipe conforming to I.S. 8329 - 700mm dia Ductile Iron Class K- 7 pipe conforming to I.S. 8329 - 800mm dia Ductile Iron Class K- 7 pipe conforming to I.S. 8329 - 900mm dia Ductile Iron Class K- 7 pipe conforming to I.S. 8329 - 1000mm dia P.T.M.T. Bib cock with nozzle 15mm P.T.M.T. Stop cock (concealed) 15mm 15 mm nominal bore and 30 cm length PVC connection pipe with P.T.M.T. Nuts 15 mm nominal bore and 45 cm length PVC connection pipe with P.T.M.T. Nuts P.T.M.T. extension nipple 15mm P.T.M.T. extension nipple 20mm P.T.M.T. extension nipple 25mm 1216 mm PE-AL-PE Composite pressure pipe 1620 mm PE-AL-PE Composite pressure pipe 2025 mm PE-AL-PE Composite pressure pipe 2532 mm PE-AL-PE Composite pressure pipe 3240 mm PE-AL-PE Composite pressure pipe 4050 mm PE-AL-PE Composite pressure pipe Poly propylene- Random - Co - Polymer (PPR) pipes SDR 7.4 - 16 Outer dia Poly propylene - Random - Co - Polymer (PPR) pipes SDR 7.4 - 20mm Outer dia. Poly propylene - Random - Co - polymer (PPR) pipes SDR 7.4 - 25 mm outer dia. Poly propylene - Random - Co - poymer (PPR) pipes SDR 7.4 - 32 mm Outer dia. Poly propylene - Random - Co - polymer (PPR) pipes SDR 7.4 - 40mm Outer dia. Poly propylene - Random - Co - polymer (PPR) pipes SDR 7.4 - 50mm Outer dia. Poly propylene - Random - Co - polymer (PPR) pipes SDR 7.4 - 63mm Outer dia. Poly propylene - Random - Co - polymer (PPR) pipes SDR 7.4 - 75mm Outer dia. Poly propylene - Random - Co - polymer (PPR) pipes SDR 7.4 - 90 mm Outer dia. Poly propylene - Random - Co - polymer (PPR) pipes SDR - 11 - 110mm Outer dia. Poly propylene - Random - Co - polymer (PPR) pipes SDR - 11- 160mm Outer dia. Chlorinated Polyvinyl - chloride (CPVC) pipe 15 mm outer dia. Chlorinated Polyvinyl - chloride (CPVC) pipe 20 mm outer dia. Chlorinated Polyvinyl - chloride (CPVC) pipe 25 mm outer dia. Chlorinated Polyvinyl - chloride (CPVC) pipe 32 mm outer dia. Chlorinated Polyvinyl - chloride (CPVC) pipe 40 mm outer dia. Chlorinated Polyvinyl - chloride (CPVC) pipe 50 mm outer dia. Chlorinated Polyvinyl - chloride (CPVC) pipe 62.5mm inner dia. Chlorinated Polyvinyl - chloride (CPVC) pipe 75 mm inner dia. Chlorinated Polyvinyl - chloride (CPVC) pipe 100 mm inner dia. Chlorinated Polyvinyl - chloride (CPVC) pipe 150 mm inner dia. 15 mm Battery Based Sensor Pillar Cock |  | Each | 3715.6
Water Supply | 19.1.1 | Providing and fixing Polyethelene ­Aluminium­ Polyethelene (PE­AL­PE) Composite Pressure Pipes conforming to IS ­ 15450 U.V. stabilized with carbon black having thermal stability for hot & cold water supply, capable to withstand temperature up to 80 0 C including all special fittings of composite material (engineering plastic blend and brass inserts wherever required) e.g. elbows, tees, reducers, couplers & connectors etc. with clamps at 1.00 metre spacing. This includes testing of joints complete as per direction of the Engineer in charge. Internal work - Exposed on wall | 1216 (16 mm OD) pipe | Metre | 296.8
Water Supply | 19.1.2 | Providing and fixing Polyethelene ­Aluminium­ Polyethelene (PE­AL­PE) Composite Pressure Pipes conforming to IS ­ 15450 U.V. stabilized with carbon black having thermal stability for hot & cold water supply, capable to withstand temperature up to 80 0 C including all special fittings of composite material (engineering plastic blend and brass inserts wherever required) e.g. elbows, tees, reducers, couplers & connectors etc. with clamps at 1.00 metre spacing. This includes testing of joints complete as per direction of the Engineer in charge. Internal work - Exposed on wall | 1620 (20 mm OD) pipe | Metre | 327.6
Water Supply | 19.1.3 | Providing and fixing Polyethelene ­Aluminium­ Polyethelene (PE­AL­PE) Composite Pressure Pipes conforming to IS ­ 15450 U.V. stabilized with carbon black having thermal stability for hot & cold water supply, capable to withstand temperature up to 80 0 C including all special fittings of composite material (engineering plastic blend and brass inserts wherever required) e.g. elbows, tees, reducers, couplers & connectors etc. with clamps at 1.00 metre spacing. This includes testing of joints complete as per direction of the Engineer in charge. Internal work - Exposed on wall | 2025 (25 mm OD) pipe | Metre | 452.3
Water Supply | 19.1.4 | Providing and fixing Polyethelene ­Aluminium­ Polyethelene (PE­AL­PE) Composite Pressure Pipes conforming to IS ­ 15450 U.V. stabilized with carbon black having thermal stability for hot & cold water supply, capable to withstand temperature up to 80 0 C including all special fittings of composite material (engineering plastic blend and brass inserts wherever required) e.g. elbows, tees, reducers, couplers & connectors etc. with clamps at 1.00 metre spacing. This includes testing of joints complete as per direction of the Engineer in charge. Internal work - Exposed on wall | 2532 (32 mm OD) pipe | Metre | 564
Water Supply | 19.1.5 | Providing and fixing Polyethelene ­Aluminium­ Polyethelene (PE­AL­PE) Composite Pressure Pipes conforming to IS ­ 15450 U.V. stabilized with carbon black having thermal stability for hot & cold water supply, capable to withstand temperature up to 80 0 C including all special fittings of composite material (engineering plastic blend and brass inserts wherever required) e.g. elbows, tees, reducers, couplers & connectors etc. with clamps at 1.00 metre spacing. This includes testing of joints complete as per direction of the Engineer in charge. Internal work - Exposed on wall | 3240 (40 mm OD) pipe | Metre | 828.9
Water Supply | 19.1.6 | Providing and fixing Polyethelene ­Aluminium­ Polyethelene (PE­AL­PE) Composite Pressure Pipes conforming to IS ­ 15450 U.V. stabilized with carbon black having thermal stability for hot & cold water supply, capable to withstand temperature up to 80 0 C including all special fittings of composite material (engineering plastic blend and brass inserts wherever required) e.g. elbows, tees, reducers, couplers & connectors etc. with clamps at 1.00 metre spacing. This includes testing of joints complete as per direction of the Engineer in charge. Internal work - Exposed on wall | 4050 (50 mm OD) pipe | Metre | 1004.3
Water Supply | 19.2.1 | Providing and fixing Polyethelene-Aluminium- Polyethelene (PE-AL-PE) Composite Pressure Pipes conforming to IS - 15450 U.V. stabilized with carbon black having thermal stability for hot & cold water supply, capable to withstand temperature 0 up to 80 C including all special fittings of composite material (engineering plastic blend and brass inserts wherever required) e.g. elbows, tees, reducers, couplers & connectors etc. with clamps at 1.00 metre spacing. This includes the costs of cutting chases and including testing of joints complete as per direction of the engineer in charge. Concealed work including cutting chases and making good the wall etc | 1216 (16 mm OD) pipe | Metre | 545.1
Water Supply | 19.2.2 | Providing and fixing Polyethelene-Aluminium- Polyethelene (PE-AL-PE) Composite Pressure Pipes conforming to IS - 15450 U.V. stabilized with carbon black having thermal stability for hot & cold water supply, capable to withstand temperature 0 up to 80 C including all special fittings of composite material (engineering plastic blend and brass inserts wherever required) e.g. elbows, tees, reducers, couplers & connectors etc. with clamps at 1.00 metre spacing. This includes the costs of cutting chases and including testing of joints complete as per direction of the engineer in charge. Concealed work including cutting chases and making good the wall etc | 1620 (20 mm OD) pipe | Metre | 572.7
Water Supply | 19.2.3 | Providing and fixing Polyethelene-Aluminium- Polyethelene (PE-AL-PE) Composite Pressure Pipes conforming to IS - 15450 U.V. stabilized with carbon black having thermal stability for hot & cold water supply, capable to withstand temperature 0 up to 80 C including all special fittings of composite material (engineering plastic blend and brass inserts wherever required) e.g. elbows, tees, reducers, couplers & connectors etc. with clamps at 1.00 metre spacing. This includes the costs of cutting chases and including testing of joints complete as per direction of the engineer in charge. Concealed work including cutting chases and making good the wall etc | 2025 (25 mm OD) pipe | Metre | 724.3
Water Supply | 19.2.4 | Providing and fixing Polyethelene-Aluminium- Polyethelene (PE-AL-PE) Composite Pressure Pipes conforming to IS - 15450 U.V. stabilized with carbon black having thermal stability for hot & cold water supply, capable to withstand temperature 0 up to 80 C including all special fittings of composite material (engineering plastic blend and brass inserts wherever required) e.g. elbows, tees, reducers, couplers & connectors etc. with clamps at 1.00 metre spacing. This includes the costs of cutting chases and including testing of joints complete as per direction of the engineer in charge. Concealed work including cutting chases and making good the wall etc | 2532 (32 mm OD) pipe | Metre | 843.5
Water Supply | 19.3.1 | Providing and fixing Polyethelene-Aluminium- Polyethelene (PE-AL-PE) Composite Pressure Pipes conforming to IS - 15450 - 2004 U.V. stabilized with carbon black having thermal stability for hot & cold water supply, capable to withstand temperature 0 up to 80 C including all special fittings of composite material (engineering plastic blend and brass inserts wherever required) e.g. elbows,tees, reducers, couplers & connectors etc. with trenching, refilling and testing of joints complete as per direction of the engineer in charge. External work | 1216 (16 mm OD) pipe | Metre | 275.4
Water Supply | 19.3.2 | Providing and fixing Polyethelene-Aluminium- Polyethelene (PE-AL-PE) Composite Pressure Pipes conforming to IS - 15450 - 2004 U.V. stabilized with carbon black having thermal stability for hot & cold water supply, capable to withstand temperature 0 up to 80 C including all special fittings of composite material (engineering plastic blend and brass inserts wherever required) e.g. elbows,tees, reducers, couplers & connectors etc. with trenching, refilling and testing of joints complete as per direction of the engineer in charge. External work | 1620 (20 mm OD) pipe | Metre | 295.7
Water Supply | 19.3.3 | Providing and fixing Polyethelene-Aluminium- Polyethelene (PE-AL-PE) Composite Pressure Pipes conforming to IS - 15450 - 2004 U.V. stabilized with carbon black having thermal stability for hot & cold water supply, capable to withstand temperature 0 up to 80 C including all special fittings of composite material (engineering plastic blend and brass inserts wherever required) e.g. elbows,tees, reducers, couplers & connectors etc. with trenching, refilling and testing of joints complete as per direction of the engineer in charge. External work | 2025 (25 mm OD ) pipe | Metre | 408.5
Water Supply | 19.3.4 | Providing and fixing Polyethelene-Aluminium- Polyethelene (PE-AL-PE) Composite Pressure Pipes conforming to IS - 15450 - 2004 U.V. stabilized with carbon black having thermal stability for hot & cold water supply, capable to withstand temperature 0 up to 80 C including all special fittings of composite material (engineering plastic blend and brass inserts wherever required) e.g. elbows,tees, reducers, couplers & connectors etc. with trenching, refilling and testing of joints complete as per direction of the engineer in charge. External work | 2532 (32 mm OD ) pipe | Metre | 499.8
Water Supply | 19.3.5 | Providing and fixing Polyethelene-Aluminium- Polyethelene (PE-AL-PE) Composite Pressure Pipes conforming to IS - 15450 - 2004 U.V. stabilized with carbon black having thermal stability for hot & cold water supply, capable to withstand temperature 0 up to 80 C including all special fittings of composite material (engineering plastic blend and brass inserts wherever required) e.g. elbows,tees, reducers, couplers & connectors etc. with trenching, refilling and testing of joints complete as per direction of the engineer in charge. External work | 3240 (40 mm OD ) pipe. 4050 (50 mm OD ) pipe | Metre | 721.9
Water Supply | 19.4.1 | Providing and fixing 3 layer PP-R (Poly propylene Random copolymer) pipes SDR 7.4 U V stabilized & anti - microbial fusion welded, having thermal stability for hot & cold water supply including all PP - R plain & brass threaded polypropylene random fittings i/c fixing the pipe with clamps at 1.00 m spacing. This includes testing of joints complete as per direction of Engineer in Charge. Internal work - Exposed on wall | PN-16 Pipe, 16 mm OD | Metre | 208.2
Water Supply | 19.4.2 | Providing and fixing 3 layer PP-R (Poly propylene Random copolymer) pipes SDR 7.4 U V stabilized & anti - microbial fusion welded, having thermal stability for hot & cold water supply including all PP - R plain & brass threaded polypropylene random fittings i/c fixing the pipe with clamps at 1.00 m spacing. This includes testing of joints complete as per direction of Engineer in Charge. Internal work - Exposed on wall | PN-16 Pipe, 20 mm OD | Metre | 238.9
Water Supply | 19.4.3 | Providing and fixing 3 layer PP-R (Poly propylene Random copolymer) pipes SDR 7.4 U V stabilized & anti - microbial fusion welded, having thermal stability for hot & cold water supply including all PP - R plain & brass threaded polypropylene random fittings i/c fixing the pipe with clamps at 1.00 m spacing. This includes testing of joints complete as per direction of Engineer in Charge. Internal work - Exposed on wall | PN-16 Pipe, 25 mm OD | Metre | 308.3
Water Supply | 19.4.4 | Providing and fixing 3 layer PP-R (Poly propylene Random copolymer) pipes SDR 7.4 U V stabilized & anti - microbial fusion welded, having thermal stability for hot & cold water supply including all PP - R plain & brass threaded polypropylene random fittings i/c fixing the pipe with clamps at 1.00 m spacing. This includes testing of joints complete as per direction of Engineer in Charge. Internal work - Exposed on wall | PN-16 Pipe, 32 mm OD | Metre | 362.2
Water Supply | 19.4.5 | Providing and fixing 3 layer PP-R (Poly propylene Random copolymer) pipes SDR 7.4 U V stabilized & anti - microbial fusion welded, having thermal stability for hot & cold water supply including all PP - R plain & brass threaded polypropylene random fittings i/c fixing the pipe with clamps at 1.00 m spacing. This includes testing of joints complete as per direction of Engineer in Charge. Internal work - Exposed on wall | PN-16 Pipe, 40 mm OD | Metre | 521.8
Water Supply | 19.4.6 | Providing and fixing 3 layer PP-R (Poly propylene Random copolymer) pipes SDR 7.4 U V stabilized & anti - microbial fusion welded, having thermal stability for hot & cold water supply including all PP - R plain & brass threaded polypropylene random fittings i/c fixing the pipe with clamps at 1.00 m spacing. This includes testing of joints complete as per direction of Engineer in Charge. Internal work - Exposed on wall | PN-16 Pipe, 50 mm OD | Metre | 704.8
Water Supply | 19.5.1 | Providing and fixing 3 layer PP-R (Poly propylene Random copolymer) pipes confirming to IS:15801, U V stabilized & anti - microbial fusion welded, having thermal stability for hot & cold water supply including all PP - R plain & brass threaded polypropylene random fittings i/c fixing the pipe with clamps at 1.00 m spacing. This includes the cost of cutting chases and making good the same including testing of joints complete as per direction of Engineer in Charge. Concealed work including cutting chases and making good the walls etc | PN- 16 Pipe, 16 mm OD [SDR 7.4] | Metre | 407.3
Water Supply | 19.5.2 | Providing and fixing 3 layer PP-R (Poly propylene Random copolymer) pipes confirming to IS:15801, U V stabilized & anti - microbial fusion welded, having thermal stability for hot & cold water supply including all PP - R plain & brass threaded polypropylene random fittings i/c fixing the pipe with clamps at 1.00 m spacing. This includes the cost of cutting chases and making good the same including testing of joints complete as per direction of Engineer in Charge. Concealed work including cutting chases and making good the walls etc | PN- 16 Pipe, 20 mm OD [SDR 7.4] | Metre | 452.9
Water Supply | 19.5.3 | Providing and fixing 3 layer PP-R (Poly propylene Random copolymer) pipes confirming to IS:15801, U V stabilized & anti - microbial fusion welded, having thermal stability for hot & cold water supply including all PP - R plain & brass threaded polypropylene random fittings i/c fixing the pipe with clamps at 1.00 m spacing. This includes the cost of cutting chases and making good the same including testing of joints complete as per direction of Engineer in Charge. Concealed work including cutting chases and making good the walls etc | PN- 16 Pipe, 25 mm OD [SDR 7.4] | Metre | 527.3
Water Supply | 19.5.4 | Providing and fixing 3 layer PP-R (Poly propylene Random copolymer) pipes confirming to IS:15801, U V stabilized & anti - microbial fusion welded, having thermal stability for hot & cold water supply including all PP - R plain & brass threaded polypropylene random fittings i/c fixing the pipe with clamps at 1.00 m spacing. This includes the cost of cutting chases and making good the same including testing of joints complete as per direction of Engineer in Charge. Concealed work including cutting chases and making good the walls etc | PN- 16 Pipe, 32 mm OD [SDR 7.4] | Metre | 575.7
Water Supply | 19.6.1 | Providing and fixing 3 layer PP-R (Poly propylene Random copolymer) pipes confirming to IS:15801, U V stabilized & anti - microbial fusion welded, having thermal stability for hot & cold water supply including all PP - R plain & brass threaded polypropylene random fittings including trenching,refilling & testing of joints complete as per direction of Engineer in Charge. External work | PN-16 Pipe, 16 mm OD (SDR-7.4) | Metre | 172.2
Water Supply | 19.6.2 | Providing and fixing 3 layer PP-R (Poly propylene Random copolymer) pipes confirming to IS:15801, U V stabilized & anti - microbial fusion welded, having thermal stability for hot & cold water supply including all PP - R plain & brass threaded polypropylene random fittings including trenching,refilling & testing of joints complete as per direction of Engineer in Charge. External work | PN-16 Pipe, 20 mm OD (SDR-7.4) | Metre | 202.6
Water Supply | 19.6.3 | Providing and fixing 3 layer PP-R (Poly propylene Random copolymer) pipes confirming to IS:15801, U V stabilized & anti - microbial fusion welded, having thermal stability for hot & cold water supply including all PP - R plain & brass threaded polypropylene random fittings including trenching,refilling & testing of joints complete as per direction of Engineer in Charge. External work | PN-16 Pipe, 25 mm OD (SDR-7.4) | Metre | 265.3
Water Supply | 19.6.4 | Providing and fixing 3 layer PP-R (Poly propylene Random copolymer) pipes confirming to IS:15801, U V stabilized & anti - microbial fusion welded, having thermal stability for hot & cold water supply including all PP - R plain & brass threaded polypropylene random fittings including trenching,refilling & testing of joints complete as per direction of Engineer in Charge. External work | PN-16 Pipe, 32 mm OD (SDR-7.4) | Metre | 331.1
Water Supply | 19.6.5 | Providing and fixing 3 layer PP-R (Poly propylene Random copolymer) pipes confirming to IS:15801, U V stabilized & anti - microbial fusion welded, having thermal stability for hot & cold water supply including all PP - R plain & brass threaded polypropylene random fittings including trenching,refilling & testing of joints complete as per direction of Engineer in Charge. External work | PN-16 Pipe, 40 mm OD (SDR-7.4) | Metre | 451.1
Water Supply | 19.6.6 | Providing and fixing 3 layer PP-R (Poly propylene Random copolymer) pipes confirming to IS:15801, U V stabilized & anti - microbial fusion welded, having thermal stability for hot & cold water supply including all PP - R plain & brass threaded polypropylene random fittings including trenching,refilling & testing of joints complete as per direction of Engineer in Charge. External work | PN-16 Pipe, 50 mm OD (SDR-7.4) | Metre | 643.7
Water Supply | 19.6.7 | Providing and fixing 3 layer PP-R (Poly propylene Random copolymer) pipes confirming to IS:15801, U V stabilized & anti - microbial fusion welded, having thermal stability for hot & cold water supply including all PP - R plain & brass threaded polypropylene random fittings including trenching,refilling & testing of joints complete as per direction of Engineer in Charge. External work | PN-16 Pipe, 63 mm OD (SDR-7.4) | Metre | 730.4
Water Supply | 19.6.8 | Providing and fixing 3 layer PP-R (Poly propylene Random copolymer) pipes confirming to IS:15801, U V stabilized & anti - microbial fusion welded, having thermal stability for hot & cold water supply including all PP - R plain & brass threaded polypropylene random fittings including trenching,refilling & testing of joints complete as per direction of Engineer in Charge. External work | PN-16 Pipe, 75 mm OD (SDR 7.4) | Metre | 1015.2
Water Supply | 19.6.9 | Providing and fixing 3 layer PP-R (Poly propylene Random copolymer) pipes confirming to IS:15801, U V stabilized & anti - microbial fusion welded, having thermal stability for hot & cold water supply including all PP - R plain & brass threaded polypropylene random fittings including trenching,refilling & testing of joints complete as per direction of Engineer in Charge. External work | PN-16 Pipe, 90 mm OD (SDR 7.4) | Metre | 1416.2
Water Supply | 19.6.10 | Providing and fixing 3 layer PP-R (Poly propylene Random copolymer) pipes confirming to IS:15801, U V stabilized & anti - microbial fusion welded, having thermal stability for hot & cold water supply including all PP - R plain & brass threaded polypropylene random fittings including trenching,refilling & testing of joints complete as per direction of Engineer in Charge. External work | PN-10 Pipe, 110 mm OD (SDR-11) | Metre | 2013.5
Water Supply | 19.6.11 | Providing and fixing 3 layer PP-R (Poly propylene Random copolymer) pipes confirming to IS:15801, U V stabilized & anti - microbial fusion welded, having thermal stability for hot & cold water supply including all PP - R plain & brass threaded polypropylene random fittings including trenching,refilling & testing of joints complete as per direction of Engineer in Charge. External work | PN-10 Pipe, 160 mm OD(SDR-11) | Metre | 5558.2
Water Supply | 19.7.1 | Providing and fixing Chlorinated Polyvinyl Chloride (CPVC) pipes, having thermal stability for hot & cold water supply including all CPVC plain & brass threaded fittings including fixing the pipe with clamps at 1.00 m spacing. This includes jointing of pipes & fittings with one step CPVC solvent cement and testing of joints complete as per direction of Engineer in Charge. Internal work - Exposed on wall | 15 mm nominal outer dia.Pipes | Metre | 245.9
Water Supply | 19.7.2 | Providing and fixing Chlorinated Polyvinyl Chloride (CPVC) pipes, having thermal stability for hot & cold water supply including all CPVC plain & brass threaded fittings including fixing the pipe with clamps at 1.00 m spacing. This includes jointing of pipes & fittings with one step CPVC solvent cement and testing of joints complete as per direction of Engineer in Charge. Internal work - Exposed on wall | 20 mm nominal outer dia.Pipes | Metre | 333.1
Water Supply | 19.7.3 | Providing and fixing Chlorinated Polyvinyl Chloride (CPVC) pipes, having thermal stability for hot & cold water supply including all CPVC plain & brass threaded fittings including fixing the pipe with clamps at 1.00 m spacing. This includes jointing of pipes & fittings with one step CPVC solvent cement and testing of joints complete as per direction of Engineer in Charge. Internal work - Exposed on wall | 25 mm nominal outer dia.Pipes | Metre | 442.2
Water Supply | 19.7.4 | Providing and fixing Chlorinated Polyvinyl Chloride (CPVC) pipes, having thermal stability for hot & cold water supply including all CPVC plain & brass threaded fittings including fixing the pipe with clamps at 1.00 m spacing. This includes jointing of pipes & fittings with one step CPVC solvent cement and testing of joints complete as per direction of Engineer in Charge. Internal work - Exposed on wall | 32 mm nominal outer dia.Pipes | Metre | 546.5
Water Supply | 19.7.5 | Providing and fixing Chlorinated Polyvinyl Chloride (CPVC) pipes, having thermal stability for hot & cold water supply including all CPVC plain & brass threaded fittings including fixing the pipe with clamps at 1.00 m spacing. This includes jointing of pipes & fittings with one step CPVC solvent cement and testing of joints complete as per direction of Engineer in Charge. Internal work - Exposed on wall | 40 mm nominal outer dia.Pipes | Metre | 737.7
Water Supply | 19.7.6 | Providing and fixing Chlorinated Polyvinyl Chloride (CPVC) pipes, having thermal stability for hot & cold water supply including all CPVC plain & brass threaded fittings including fixing the pipe with clamps at 1.00 m spacing. This includes jointing of pipes & fittings with one step CPVC solvent cement and testing of joints complete as per direction of Engineer in Charge. Internal work - Exposed on wall | 50 mm nominal outer dia.Pipes | Metre | 1068.1
Water Supply | 19.8.1 | Providing and fixing Chlorinated Polyvinyl Chloride (CPVC) pipes, having thermal stability for hot & cold water supply including all CPVC plain & brass threaded fittings i/c fixing the pipe with clamps at 1.00 m spacing. This includes jointing of pipes & fittings with one step CPVC solvent cement and the cost of cutting chases and making good the same including testing of joints complete as per direction of Engineer in Charge. Concealed work including cutting chases and making good the walls etc | 15 mm nominal outer dia.Pipes | Metre | 471.7
Water Supply | 19.8.2 | Providing and fixing Chlorinated Polyvinyl Chloride (CPVC) pipes, having thermal stability for hot & cold water supply including all CPVC plain & brass threaded fittings i/c fixing the pipe with clamps at 1.00 m spacing. This includes jointing of pipes & fittings with one step CPVC solvent cement and the cost of cutting chases and making good the same including testing of joints complete as per direction of Engineer in Charge. Concealed work including cutting chases and making good the walls etc | 20 mm nominal outer dia.Pipes | Metre | 571.5
Water Supply | 19.8.3 | Providing and fixing Chlorinated Polyvinyl Chloride (CPVC) pipes, having thermal stability for hot & cold water supply including all CPVC plain & brass threaded fittings i/c fixing the pipe with clamps at 1.00 m spacing. This includes jointing of pipes & fittings with one step CPVC solvent cement and the cost of cutting chases and making good the same including testing of joints complete as per direction of Engineer in Charge. Concealed work including cutting chases and making good the walls etc | 25 mm nominal outer dia.Pipes | Metre | 712.5
Water Supply | 19.8.4 | Providing and fixing Chlorinated Polyvinyl Chloride (CPVC) pipes, having thermal stability for hot & cold water supply including all CPVC plain & brass threaded fittings i/c fixing the pipe with clamps at 1.00 m spacing. This includes jointing of pipes & fittings with one step CPVC solvent cement and the cost of cutting chases and making good the same including testing of joints complete as per direction of Engineer in Charge. Concealed work including cutting chases and making good the walls etc | 32 mm nominal outer dia.Pipes | Metre | 827.3
Water Supply | 19.9.1 | Providing and fixing Chlorinated Polyvinyl Chloride (CPVC) pipes, having thermal stability for hot & cold water supply including all CPVC plain & brass threaded fittings This includes jointing of pipes & fittings with one step CPVC solvent cement,trenching,refilling & testing of joints complete as per direction of Engineer in Charge. External work | 15 mm nominal outer dia.Pipes | Metre | 213.4
Water Supply | 19.9.2 | Providing and fixing Chlorinated Polyvinyl Chloride (CPVC) pipes, having thermal stability for hot & cold water supply including all CPVC plain & brass threaded fittings This includes jointing of pipes & fittings with one step CPVC solvent cement,trenching,refilling & testing of joints complete as per direction of Engineer in Charge. External work | 20 mm nominal outer dia.Pipes | Metre | 284.8
Water Supply | 19.9.3 | Providing and fixing Chlorinated Polyvinyl Chloride (CPVC) pipes, having thermal stability for hot & cold water supply including all CPVC plain & brass threaded fittings This includes jointing of pipes & fittings with one step CPVC solvent cement,trenching,refilling & testing of joints complete as per direction of Engineer in Charge. External work | 25 mm nominal outer dia.Pipes | Metre | 400
Water Supply | 19.9.4 | Providing and fixing Chlorinated Polyvinyl Chloride (CPVC) pipes, having thermal stability for hot & cold water supply including all CPVC plain & brass threaded fittings This includes jointing of pipes & fittings with one step CPVC solvent cement,trenching,refilling & testing of joints complete as per direction of Engineer in Charge. External work | 32 mm nominal outer dia.Pipes | Metre | 479.8
Water Supply | 19.9.5 | Providing and fixing Chlorinated Polyvinyl Chloride (CPVC) pipes, having thermal stability for hot & cold water supply including all CPVC plain & brass threaded fittings This includes jointing of pipes & fittings with one step CPVC solvent cement,trenching,refilling & testing of joints complete as per direction of Engineer in Charge. External work | 40 mm nominal outer dia.Pipes | Metre | 634
Water Supply | 19.9.6 | Providing and fixing Chlorinated Polyvinyl Chloride (CPVC) pipes, having thermal stability for hot & cold water supply including all CPVC plain & brass threaded fittings This includes jointing of pipes & fittings with one step CPVC solvent cement,trenching,refilling & testing of joints complete as per direction of Engineer in Charge. External work | 50 mm nominal outer dia.Pipes | Metre | 955.6
Water Supply | 19.9.7 | Providing and fixing Chlorinated Polyvinyl Chloride (CPVC) pipes, having thermal stability for hot & cold water supply including all CPVC plain & brass threaded fittings This includes jointing of pipes & fittings with one step CPVC solvent cement,trenching,refilling & testing of joints complete as per direction of Engineer in Charge. External work | 62.50 mm nominal inner dia.Pipes | Metre | 1907.1
Water Supply | 19.9.8 | Providing and fixing Chlorinated Polyvinyl Chloride (CPVC) pipes, having thermal stability for hot & cold water supply including all CPVC plain & brass threaded fittings This includes jointing of pipes & fittings with one step CPVC solvent cement,trenching,refilling & testing of joints complete as per direction of Engineer in Charge. External work | 75 mm nominal inner dia.Pipes | Metre | 2432.7
Water Supply | 19.9.9 | Providing and fixing Chlorinated Polyvinyl Chloride (CPVC) pipes, having thermal stability for hot & cold water supply including all CPVC plain & brass threaded fittings This includes jointing of pipes & fittings with one step CPVC solvent cement,trenching,refilling & testing of joints complete as per direction of Engineer in Charge. External work | 100 mm nominal inner dia.Pipes | Metre | 3442.8
Water Supply | 19.9.10 | Providing and fixing Chlorinated Polyvinyl Chloride (CPVC) pipes, having thermal stability for hot & cold water supply including all CPVC plain & brass threaded fittings This includes jointing of pipes & fittings with one step CPVC solvent cement,trenching,refilling & testing of joints complete as per direction of Engineer in Charge. External work | 150 mm nominal inner dia.Pipes | Metre | 7254
Water Supply | 19.10.1 | Providing and fixing G.I. pipes of medim class as per IS: 1239 with latest amendment complete with G.I. fittings and clamps, including cutting and making good the walls etc. complete as per CPWD specification and direction of the Engineer - in - charge. Internal work - Exposed on wall | 15 mm dia. nominal bore | Metre | 292.7
Water Supply | 19.10.2 | Providing and fixing G.I. pipes of medim class as per IS: 1239 with latest amendment complete with G.I. fittings and clamps, including cutting and making good the walls etc. complete as per CPWD specification and direction of the Engineer - in - charge. Internal work - Exposed on wall | 20 mm dia. nominal bore | Metre | 359.5
Water Supply | 19.10.3 | Providing and fixing G.I. pipes of medim class as per IS: 1239 with latest amendment complete with G.I. fittings and clamps, including cutting and making good the walls etc. complete as per CPWD specification and direction of the Engineer - in - charge. Internal work - Exposed on wall | 25 mm dia. nominal bore | Metre | 470.7
Water Supply | 19.10.4 | Providing and fixing G.I. pipes of medim class as per IS: 1239 with latest amendment complete with G.I. fittings and clamps, including cutting and making good the walls etc. complete as per CPWD specification and direction of the Engineer - in - charge. Internal work - Exposed on wall | 32 mm dia. nominal bore | Metre | 579.6
Water Supply | 19.10.5 | Providing and fixing G.I. pipes of medim class as per IS: 1239 with latest amendment complete with G.I. fittings and clamps, including cutting and making good the walls etc. complete as per CPWD specification and direction of the Engineer - in - charge. Internal work - Exposed on wall | 40 mm dia. nominal bore | Metre | 690.4
Water Supply | 19.10.6 | Providing and fixing G.I. pipes of medim class as per IS: 1239 with latest amendment complete with G.I. fittings and clamps, including cutting and making good the walls etc. complete as per CPWD specification and direction of the Engineer - in - charge. Internal work - Exposed on wall | 50 mm dia. nominal bore | Metre | 852.5
Water Supply | 19.11.1 | Providing and fixing G.I pipes of medim class as per IS: 1239 with latest amendment complete with G.I. fittings and clamps, including making good the walls/floor etc. concealed pipe including painting two coats or more with anticorrosive bitumastic paint, cutting chases and making good the same complete as per CPWD specification and direction of the Engineer - in - charge | 15 mm dia nominal bore | Metre | 529.6
Water Supply | 19.11.2 | Providing and fixing G.I pipes of medim class as per IS: 1239 with latest amendment complete with G.I. fittings and clamps, including making good the walls/floor etc. concealed pipe including painting two coats or more with anticorrosive bitumastic paint, cutting chases and making good the same complete as per CPWD specification and direction of the Engineer - in - charge | 20 mm dia nominal bore | Metre | 609.7
Water Supply | 19.12.1 | Providing and fixing G.I. pipes of medim class as per IS: 1239 with latest amendment complete with G.I. fittings including trenching and refilling etc. complete as per CPWD specification and direction of the Engineer - in - charge. External work | 15 mm dia. nominal bore | Metre | 288.3
Water Supply | 19.12.2 | Providing and fixing G.I. pipes of medim class as per IS: 1239 with latest amendment complete with G.I. fittings including trenching and refilling etc. complete as per CPWD specification and direction of the Engineer - in - charge. External work | 20 mm dia. nominal bore | Metre | 345.6
Water Supply | 19.12.3 | Providing and fixing G.I. pipes of medim class as per IS: 1239 with latest amendment complete with G.I. fittings including trenching and refilling etc. complete as per CPWD specification and direction of the Engineer - in - charge. External work | 25 mm dia. nominal bore | Metre | 441.2
Water Supply | 19.12.4 | Providing and fixing G.I. pipes of medim class as per IS: 1239 with latest amendment complete with G.I. fittings including trenching and refilling etc. complete as per CPWD specification and direction of the Engineer - in - charge. External work | 32 mm dia. nominal bore | Metre | 527.7
Water Supply | 19.12.5 | Providing and fixing G.I. pipes of medim class as per IS: 1239 with latest amendment complete with G.I. fittings including trenching and refilling etc. complete as per CPWD specification and direction of the Engineer - in - charge. External work | 40 mm dia. nominal bore | Metre | 601.1
Water Supply | 19.12.6 | Providing and fixing G.I. pipes of medim class as per IS: 1239 with latest amendment complete with G.I. fittings including trenching and refilling etc. complete as per CPWD specification and direction of the Engineer - in - charge. External work | 50 mm dia. nominal bore | Metre | 707.3
Water Supply | 19.12.7 | Providing and fixing G.I. pipes of medim class as per IS: 1239 with latest amendment complete with G.I. fittings including trenching and refilling etc. complete as per CPWD specification and direction of the Engineer - in - charge. External work | 65 mm dia. nominal bore | Metre | 866.6
Water Supply | 19.12.8 | Providing and fixing G.I. pipes of medim class as per IS: 1239 with latest amendment complete with G.I. fittings including trenching and refilling etc. complete as per CPWD specification and direction of the Engineer - in - charge. External work | 80 mm dia. nominal bore | Metre | 1051.1
Water Supply | 19.13.1 | Making connection of G.I. distribution branch with G.I. main following sizes by providing and fixing tee, including cutting and threading the pipe etc. complete as per CPWD specification and direction of the Engineer - in - charge | 25 to 40 mm nominal bore | Each | 570
Water Supply | 19.13.2 | Making connection of G.I. distribution branch with G.I. main following sizes by providing and fixing tee, including cutting and threading the pipe etc. complete as per CPWD specification and direction of the Engineer - in - charge | 50 to 80 mm nominal bore | Each | 1155.2
Water Supply | 19.14 | Fixing water meter and stop cock in G.I. pipe line including cutting and threading the pipe and making long screws etc. complete (cost of water meter and stop cock to be paid separately) |  | Each | 456.9
Water Supply | 19.15.1 | Providing and fixing brass bib cock of approved quality | 15 mm nominal bore | Each | 374.4
Water Supply | 19.15.2 | Providing and fixing brass bib cock of approved quality | 20 mm nominal bore | Each | 399.6
Water Supply | 19.16.1 | Providing and fixing brass stop cock of approved quality | 15 mm nominal bore | Each | 374.4
Water Supply | 19.16.2 | Providing and fixing brass stop cock of approved quality | 20 mm nominal bore | Each | 429.2
Water Supply | 19.17.1 | Providing and fixing gun metal gate valve with C.I. wheel of approved quality (screwed end) | 25 mm nominal bore | Each | 637.9
Water Supply | 19.17.2 | Providing and fixing gun metal gate valve with C.I. wheel of approved quality (screwed end) | 32 mm nominal bore | Each | 705.9
Water Supply | 19.17.3 | Providing and fixing gun metal gate valve with C.I. wheel of approved quality (screwed end) | 40 mm nominal bore | Each | 851
Water Supply | 19.17.4 | Providing and fixing gun metal gate valve with C.I. wheel of approved quality (screwed end) | 50 mm nominal bore | Each | 1062.6
Water Supply | 19.17.5 | Providing and fixing gun metal gate valve with C.I. wheel of approved quality (screwed end) | 65 mm nominal bore | Each | 1838.1
Water Supply | 19.17.6 | Providing and fixing gun metal gate valve with C.I. wheel of approved quality (screwed end) | 80 mm nominal bore | Each | 2764.6
Water Supply | 19.18.1 | Providing and fixing ball valve (brass) of approved quality High or low pressure, with plastic floats complete | 15 mm nominal bore | Each | 365.6
Water Supply | 19.18.2 | Providing and fixing ball valve (brass) of approved quality High or low pressure, with plastic floats complete | 20 mm nominal bore | Each | 408.5
Water Supply | 19.18.3 | Providing and fixing ball valve (brass) of approved quality High or low pressure, with plastic floats complete | 25 mm nominal bore | Each | 390.7
Water Supply | 19.19.6.1 | Providing and fixing gun metal non-return valve of approved quality (screwed end) | Horizontal Vertical | Each | 3914.5
Water Supply | 19.20.1 | Providing and fixing brass ferrule with C.I. mouth cover including boring and tapping the main | 15 mm nominal bore | Each | 248.6
Water Supply | 19.20.2 | Providing and fixing brass ferrule with C.I. mouth cover including boring and tapping the main | 20 mm nominal bore | Each | 284.2
Water Supply | 19.20.3 | Providing and fixing brass ferrule with C.I. mouth cover including boring and tapping the main | 25 mm nominal bore | Each | 390.7
Water Supply | 19.22.1 | Providing and fixing C.P. brass shower rose with 15 or 20 mm inlet | 100 mm diameter | Each | 186.5
Water Supply | 19.22.2 | Providing and fixing C.P. brass shower rose with 15 or 20 mm inlet | 150 mm diameter | Each | 211.6
Water Supply | 19.23 | Laying in position centrifugally cast (spun) iron S&S or flanged pipes (excluding cost of pipe) |  | Quintal | 196.7
Water Supply | 19.24 | Laying in position S&S or flanged C.I. special such tees, bends collars, tapers and caps etc. (excluding cost of specials) |  | Quintal | 364.3
Water Supply | 19.25.2 | Providing and laying S&S C.I. standard specials such as tees, bends, collars, tapers, caps etc. (Heavy class) | Over 300 mm dia | Quintal | 7231.3
Water Supply | 19.26.2 | Providing and laying flanged C.I. standard specials such as tees, bends, collars, tapers, caps etc., suitable for flanged jointing as per IS: 1538 | Over 300 mm dia | Quintal | 9569.1
Water Supply | 19.27.1 | Providing and laying S&S centrifugally cast (spun) iron pipes (Class LA) conforming to IS - 1536 | 100 mm dia. Pipe | Metre | 1510.8
Water Supply | 19.27.2 | Providing and laying S&S centrifugally cast (spun) iron pipes (Class LA) conforming to IS - 1536 | 125 mm dia. Pipe | Metre | 1866
Water Supply | 19.27.3 | Providing and laying S&S centrifugally cast (spun) iron pipes (Class LA) conforming to IS - 1536 | 150 mm dia. Pipe | Metre | 2280.2
Water Supply | 19.27.4 | Providing and laying S&S centrifugally cast (spun) iron pipes (Class LA) conforming to IS - 1536 | 200 mm dia. Pipe | Metre | 3860.6
Water Supply | 19.27.5 | Providing and laying S&S centrifugally cast (spun) iron pipes (Class LA) conforming to IS - 1536 | 250 mm dia. Pipe | Metre | 5040.4
Water Supply | 19.27.6 | Providing and laying S&S centrifugally cast (spun) iron pipes (Class LA) conforming to IS - 1536 | 300 mm dia. Pipe | Metre | 6795.8
Water Supply | 19.27.7 | Providing and laying S&S centrifugally cast (spun) iron pipes (Class LA) conforming to IS - 1536 | 350 mm dia. Pipe | Metre | 8148.9
Water Supply | 19.27.8 | Providing and laying S&S centrifugally cast (spun) iron pipes (Class LA) conforming to IS - 1536 | 400 mm dia. Pipe | Metre | 10699.6
Water Supply | 19.27.9 | Providing and laying S&S centrifugally cast (spun) iron pipes (Class LA) conforming to IS - 1536 | 450 mm dia. Pipe | Metre | 12964.8
Water Supply | 19.27.10 | Providing and laying S&S centrifugally cast (spun) iron pipes (Class LA) conforming to IS - 1536 | 500 mm dia. Pipe | Metre | 15020.5
Water Supply | 19.27.11 | Providing and laying S&S centrifugally cast (spun) iron pipes (Class LA) conforming to IS - 1536 | 600 mm dia. Pipe | Metre | 20955.7
Water Supply | 19.28.1 | Providing lead caulked joints to spun iron or C.I. pipes and specials including testing of joints but excluding the cost of pig lead | 100 mm dia. Pipe | Each | 306
Water Supply | 19.28.2 | Providing lead caulked joints to spun iron or C.I. pipes and specials including testing of joints but excluding the cost of pig lead | 125 mm dia. Pipe | Each | 447.5
Water Supply | 19.28.3 | Providing lead caulked joints to spun iron or C.I. pipes and specials including testing of joints but excluding the cost of pig lead | 150 mm dia. Pipe | Each | 454.8
Water Supply | 19.28.4 | Providing lead caulked joints to spun iron or C.I. pipes and specials including testing of joints but excluding the cost of pig lead | 200 mm dia. Pipe | Each | 608.4
Water Supply | 19.28.5 | Providing lead caulked joints to spun iron or C.I. pipes and specials including testing of joints but excluding the cost of pig lead | 250 mm dia. Pipe | Each | 756.2
Water Supply | 19.28.6 | Providing lead caulked joints to spun iron or C.I. pipes and specials including testing of joints but excluding the cost of pig lead | 300 mm dia. Pipe | Each | 911.9
Water Supply | 19.28.7 | Providing lead caulked joints to spun iron or C.I. pipes and specials including testing of joints but excluding the cost of pig lead | 350 mm dia. Pipe | Each | 930.8
Water Supply | 19.28.8 | Providing lead caulked joints to spun iron or C.I. pipes and specials including testing of joints but excluding the cost of pig lead | 400 mm dia. Pipe | Each | 1216.5
Water Supply | 19.28.9 | Providing lead caulked joints to spun iron or C.I. pipes and specials including testing of joints but excluding the cost of pig lead | 450 mm dia. Pipe | Each | 1360.5
Water Supply | 19.28.10 | Providing lead caulked joints to spun iron or C.I. pipes and specials including testing of joints but excluding the cost of pig lead | 500 mm dia. Pipe | Each | 1449
Water Supply | 19.28.11 | Providing lead caulked joints to spun iron or C.I. pipes and specials including testing of joints but excluding the cost of pig lead | 600 mm dia. Pipe | Each | 1944.4
Water Supply | 19.29 | Supplying pig lead at site of work |  | Quintal | 35333.3
Water Supply | 19.30.1 | Providing flanged joints to double flanged C.I./ D.I. pipes and specials including testing of joints | 80 mm dia. Pipe | Each | 172.9
Water Supply | 19.30.2 | Providing flanged joints to double flanged C.I./ D.I. pipes and specials including testing of joints | 100 mm dia. Pipe | Each | 279.6
Water Supply | 19.30.3 | Providing flanged joints to double flanged C.I./ D.I. pipes and specials including testing of joints | 125 mm dia. Pipe | Each | 308.6
Water Supply | 19.30.4 | Providing flanged joints to double flanged C.I./ D.I. pipes and specials including testing of joints | 150 mm dia. Pipe | Each | 346.6
Water Supply | 19.30.5 | Providing flanged joints to double flanged C.I./ D.I. pipes and specials including testing of joints | 200 mm dia. Pipe | Each | 394
Water Supply | 19.30.6 | Providing flanged joints to double flanged C.I./ D.I. pipes and specials including testing of joints | 250 mm dia. Pipe | Each | 548.2
Water Supply | 19.30.7 | Providing flanged joints to double flanged C.I./ D.I. pipes and specials including testing of joints | 300 mm dia. Pipe | Each | 557.2
Water Supply | 19.30.8 | Providing flanged joints to double flanged C.I./ D.I. pipes and specials including testing of joints | 350 mm dia. Pipe | Each | 705.3
Water Supply | 19.30.9 | Providing flanged joints to double flanged C.I./ D.I. pipes and specials including testing of joints | 400 mm dia. Pipe | Each | 1022.2
Water Supply | 19.30.10 | Providing flanged joints to double flanged C.I./ D.I. pipes and specials including testing of joints | 450 mm dia. Pipe | Each | 1266.5
Water Supply | 19.30.11 | Providing flanged joints to double flanged C.I./ D.I. pipes and specials including testing of joints | 500 mm dia. Pipe | Each | 1430.1
Water Supply | 19.30.12 | Providing flanged joints to double flanged C.I./ D.I. pipes and specials including testing of joints | 600 mm dia. Pipe | Each | 1692
Water Supply | 19.38.1 | Painting G.I. pipes and fittings with synthetic enamel white paint with two coats over a ready mixed priming coat, both of approved quality for new work | 15 mm diameter pipe | Metre | 12.4
Water Supply | 19.38.2 | Painting G.I. pipes and fittings with synthetic enamel white paint with two coats over a ready mixed priming coat, both of approved quality for new work | 20 mm diameter pipe | Metre | 14.1
Water Supply | 19.38.3 | Painting G.I. pipes and fittings with synthetic enamel white paint with two coats over a ready mixed priming coat, both of approved quality for new work | 25 mm diameter pipe | Metre | 18.7
Water Supply | 19.38.4 | Painting G.I. pipes and fittings with synthetic enamel white paint with two coats over a ready mixed priming coat, both of approved quality for new work | 32 mm diameter pipe | Metre | 22.6
Water Supply | 19.38.5 | Painting G.I. pipes and fittings with synthetic enamel white paint with two coats over a ready mixed priming coat, both of approved quality for new work | 40 mm diameter pipe | Metre | 27.9
Water Supply | 19.38.6 | Painting G.I. pipes and fittings with synthetic enamel white paint with two coats over a ready mixed priming coat, both of approved quality for new work | 50 mm diameter pipe | Metre | 31.1
Water Supply | 19.39.1 | Repainting G.I. pipes and fittings with synthetic enamel white paint of approved quality | 15 mm diameter pipe | Metre | 7.3
Water Supply | 19.39.2 | Repainting G.I. pipes and fittings with synthetic enamel white paint of approved quality | 20 mm diameter pipe | Metre | 8.2
Water Supply | 19.39.3 | Repainting G.I. pipes and fittings with synthetic enamel white paint of approved quality | 25 mm diameter pipe | Metre | 10.3
Water Supply | 19.39.4 | Repainting G.I. pipes and fittings with synthetic enamel white paint of approved quality | 32 mm diameter pipe | Metre | 12.5
Water Supply | 19.39.5 | Repainting G.I. pipes and fittings with synthetic enamel white paint of approved quality | 40 mm diameter pipe | Metre | 14.5
Water Supply | 19.39.6 | Repainting G.I. pipes and fittings with synthetic enamel white paint of approved quality | 50 mm diameter pipe | Metre | 17.2
Water Supply | 19.40.1 | Painting G.I. pipes and fittings with two coats of anti- corrosive bitumastic paint of approved quality | 15 mm diameter pipe | Metre | 8.6
Water Supply | 19.40.2 | Painting G.I. pipes and fittings with two coats of anti- corrosive bitumastic paint of approved quality | 20 mm diameter pipe | Metre | 10.2
Water Supply | 19.40.3 | Painting G.I. pipes and fittings with two coats of anti- corrosive bitumastic paint of approved quality | 25 mm diameter pipe | Metre | 12.6
Water Supply | 19.40.4 | Painting G.I. pipes and fittings with two coats of anti- corrosive bitumastic paint of approved quality | 32 mm diameter pipe | Metre | 15.9
Water Supply | 19.40.5 | Painting G.I. pipes and fittings with two coats of anti- corrosive bitumastic paint of approved quality | 40 mm diameter pipe | Metre | 17.7
Water Supply | 19.40.6 | Painting G.I. pipes and fittings with two coats of anti- corrosive bitumastic paint of approved quality | 50 mm diameter pipe | Metre | 20.4
Water Supply | 19.40.7 | Painting G.I. pipes and fittings with two coats of anti- corrosive bitumastic paint of approved quality | 65 mm diameter pipe | Metre | 29.3
Water Supply | 19.40.8 | Painting G.I. pipes and fittings with two coats of anti- corrosive bitumastic paint of approved quality | 80 mm diameter pipe | Metre | 35.9
Water Supply | 19.41.2 | Providing and filling sand of grading zone IV or fine grade alround the G.I. pipes in external work. 15 mm diameter pipe | 20 mm diameter pipe | Metre | 94.2
Water Supply | 19.41.3 | Providing and filling sand of grading zone IV or fine grade alround the G.I. pipes in external work. 15 mm diameter pipe | 25 mm diameter pipe | Metre | 97.2
Water Supply | 19.41.4 | Providing and filling sand of grading zone IV or fine grade alround the G.I. pipes in external work. 15 mm diameter pipe | 32 mm diameter pipe | Metre | 100.5
Water Supply | 19.41.5 | Providing and filling sand of grading zone IV or fine grade alround the G.I. pipes in external work. 15 mm diameter pipe | 40 mm diameter pipe | Metre | 101.6
Water Supply | 19.41.6 | Providing and filling sand of grading zone IV or fine grade alround the G.I. pipes in external work. 15 mm diameter pipe | 50 mm diameter pipe | Metre | 105.4
Water Supply | 19.41.7 | Providing and filling sand of grading zone IV or fine grade alround the G.I. pipes in external work. 15 mm diameter pipe | 65 mm diameter pipe | Metre | 162.4
Water Supply | 19.41.8 | Providing and filling sand of grading zone IV or fine grade alround the G.I. pipes in external work. 15 mm diameter pipe | 80 mm diameter pipe | Metre | 167.3
Water Supply | 19.41.9 | Providing and filling sand of grading zone IV or fine grade alround the G.I. pipes in external work. 15 mm diameter pipe | 100 mm diameter pipe | Metre | 178.6
Water Supply | 19.41.10 | Providing and filling sand of grading zone IV or fine grade alround the G.I. pipes in external work. 15 mm diameter pipe | 150 mm diameter pipe | Metre | 266.6
Water Supply | 19.42.2 | Boring with 100 mm diameter casing pipe for hand pump/ tube well in all soils except ordinary hard rocks requiring blasting including removing the casing pipe after the hand pipe/tube well is lowered and tested | Beyond 6m and upto 12 m depth | Metre | 666.6
Water Supply | 19.42.3 | Boring with 100 mm diameter casing pipe for hand pump/ tube well in all soils except ordinary hard rocks requiring blasting including removing the casing pipe after the hand pipe/tube well is lowered and tested | Beyond 12 m and upto 18 m depth | Metre | 782.8
Water Supply | 19.43 | Providing and placing in position filters of 40 mm diameter G.I. pipe of medim class as per IS: 1239 with latest amendment with brass strainer of approved quality |  | Metre | 859.9
Water Supply | 19.44 | Providing and fixing to filter and lowering to proper levels 40 mm G.I. pipe for tube well including cleaning and priming the tube well |  | Metre | 495
Water Supply | 19.45 | Providing and placing in position hand pump of approved quality for 40 mm diameter G.I. pipe complete with all accessories |  | Each | 1534.4
Water Supply | 19.46.1 | Providing and fixing G.I. Union in G.I. pipe including cutting and threading the pipe and making long screws etc. complete as per CPWD specification and direction of the Engineer - in - charge.(New work) | 15 mm nominal bore | Each | 214.4
Water Supply | 19.46.2 | Providing and fixing G.I. Union in G.I. pipe including cutting and threading the pipe and making long screws etc. complete as per CPWD specification and direction of the Engineer - in - charge.(New work) | 20 mm nominal bore | Each | 232
Water Supply | 19.46.3 | Providing and fixing G.I. Union in G.I. pipe including cutting and threading the pipe and making long screws etc. complete as per CPWD specification and direction of the Engineer - in - charge.(New work) | 25 mm nominal bore | Each | 300.9
Water Supply | 19.46.4 | Providing and fixing G.I. Union in G.I. pipe including cutting and threading the pipe and making long screws etc. complete as per CPWD specification and direction of the Engineer - in - charge.(New work) | 32 mm nominal bore | Each | 369.7
Water Supply | 19.46.5 | Providing and fixing G.I. Union in G.I. pipe including cutting and threading the pipe and making long screws etc. complete as per CPWD specification and direction of the Engineer - in - charge.(New work) | 40 mm nominal bore | Each | 456.2
Water Supply | 19.46.6 | Providing and fixing G.I. Union in G.I. pipe including cutting and threading the pipe and making long screws etc. complete as per CPWD specification and direction of the Engineer - in - charge.(New work) | 50 mm nominal bore | Each | 613.2
Water Supply | 19.46.7 | Providing and fixing G.I. Union in G.I. pipe including cutting and threading the pipe and making long screws etc. complete as per CPWD specification and direction of the Engineer - in - charge.(New work) | 65 mm nominal bore | Each | 925.3
Water Supply | 19.46.8 | Providing and fixing G.I. Union in G.I. pipe including cutting and threading the pipe and making long screws etc. complete as per CPWD specification and direction of the Engineer - in - charge.(New work) | 80 mm nominal bore | Each | 1063
Water Supply | 19.47.1 | Providing and fixing G.I. Union in existing G.I. pipe line, cutting and threading the pipe and making long screws including excavation, refilling the earth or cutting of wall and making good the same complete wherever required | 15 mm nominal bore | Each | 505.5
Water Supply | 19.47.2 | Providing and fixing G.I. Union in existing G.I. pipe line, cutting and threading the pipe and making long screws including excavation, refilling the earth or cutting of wall and making good the same complete wherever required | 20 mm nominal bore | Each | 523.1
Water Supply | 19.47.3 | Providing and fixing G.I. Union in existing G.I. pipe line, cutting and threading the pipe and making long screws including excavation, refilling the earth or cutting of wall and making good the same complete wherever required | 25 mm nominal bore | Each | 592
Water Supply | 19.47.4 | Providing and fixing G.I. Union in existing G.I. pipe line, cutting and threading the pipe and making long screws including excavation, refilling the earth or cutting of wall and making good the same complete wherever required | 32 mm nominal bore | Each | 660.8
Water Supply | 19.47.5 | Providing and fixing G.I. Union in existing G.I. pipe line, cutting and threading the pipe and making long screws including excavation, refilling the earth or cutting of wall and making good the same complete wherever required | 40 mm nominal bore | Each | 747.3
Water Supply | 19.47.6 | Providing and fixing G.I. Union in existing G.I. pipe line, cutting and threading the pipe and making long screws including excavation, refilling the earth or cutting of wall and making good the same complete wherever required | 50 mm nominal bore | Each | 1010.1
Water Supply | 19.47.7 | Providing and fixing G.I. Union in existing G.I. pipe line, cutting and threading the pipe and making long screws including excavation, refilling the earth or cutting of wall and making good the same complete wherever required | 65 mm nominal bore | Each | 1322.2
Water Supply | 19.47.8 | Providing and fixing G.I. Union in existing G.I. pipe line, cutting and threading the pipe and making long screws including excavation, refilling the earth or cutting of wall and making good the same complete wherever required | 80 mm nominal bore | Each | 1460
Water Supply | 19.49.1 | Providing and fixing C.P. brass bib cock of approved quality conforming to IS:8931 | 15 mm nominal bore | Each | 518
Water Supply | 19.50.1 | Providing and fixing C.P. brass long nose bib cock of approved quality conforming to IS standards and weighing not less than 810 gms | 15 mm nominal bore | Each | 851
Water Supply | 19.51.1 | Providing and fixing C.P. brass long body bib cock of approved quality conforming to IS standards and weighing not less than 690 gms | 15mm nominal bore | Each | 851
Water Supply | 19.52.1 | Providing and fixing C.P. brass stop cock (concealed) of standard design and of approved make conforming to IS:8931 | 15 mm nominal bore | Each | 862.8
Water Supply | 19.53.1 | Providing and fixing C.P. brass angle valve for basin mixer and geyser points of approved quality conforming to IS:8931 | 15 mm nominal bore Providing and fixing C.P. Brass extension nipple (size 15mmx50mm) of approved make and quality as per direction of Engineer-in-charge | Each | 594.9
Water Supply | 19.54.1 | Providing and fixing PTMT bib cock of approved quality and colour | 15mm nominal bore, 86 mm long, weighing not less than 88 gms | Each | 111
Water Supply | 19.54.2 | Providing and fixing PTMT bib cock of approved quality and colour | 15 mm nominal bore, 122 mm long, weighing not less than 99 gms | Each | 152.4
Water Supply | 19.54.3 | Providing and fixing PTMT bib cock of approved quality and colour | 15 mm nominal bore, 165 mm long, weighing not less than 110 grams | Each | 170.2
Water Supply | 19.54.4 | Providing and fixing PTMT bib cock of approved quality and colour | 15mm nominal bore, 90 mm long, weighing not less than 93 gms | Each | 186.5
Water Supply | 19.55.1 | Providing and fixing PTMT stop cock of approved quality and colour | 15 mm nominal bore, 86mm long, weighing not less than 88 grams | Each | 102.1
Water Supply | 19.55.2 | Providing and fixing PTMT stop cock of approved quality and colour | 20 mm nominal bore, 89mm long, weighing not less than 88 grams | Each | 115.4
Water Supply | 19.55.3 | Providing and fixing PTMT stop cock of approved quality and colour | Concealed stop cock, 15mm nominal bore, 108mm long, weighing not less than 108 grams | Each | 204.2
Water Supply | 19.56.1 | Providing and fixing PTMT pillar cock of approved quality and colour | 15mm nominal bore, 107mm long, weighing not less than 110 grams | Each | 195.3
Water Supply | 19.56.2 | Providing and fixing PTMT pillar cock of approved quality and colour | 15mm nominal bore, 125mm long foam flow, Weighing not less than 120 gms | Each | 170.2
Water Supply | 19.57.1 | Providing and fixing PTMT, push cock of approved quality and colour | 15 mm nominal bore, 98mm long, Weighing not less than 75 gms | Each | 93.2
Water Supply | 19.57.2 | Providing and fixing PTMT, push cock of approved quality and colour | 15 mm nominal bore, 80mm long, Weighing not less than 46 gms | Each | 75.5
Water Supply | 19.58.1.1 | Providing and fixing PTMT grating of approved quality and colour | 100 mm nominal dia | Each | 26.6
Water Supply | 19.58.1.2 | Providing and fixing PTMT grating of approved quality and colour | 125 mm nominal dia with 25 mm waste hole | Each | 41.4
Water Supply | 19.58.2.1 | Rectangular type with openable circular lid | 150 mm nominal size square 100 mm diameter of the inner hinged round grating | Each | 199.8
Water Supply | 19.59.1 | Providing and fixing C.I. double acting air valve of approved quality with bolts, nuts, rubber insertions etc. complete (The tail pieces, tapers etc if required will be paid separately) | 50 mm dia | Each | 6504.2
Water Supply | 19.59.2 | Providing and fixing C.I. double acting air valve of approved quality with bolts, nuts, rubber insertions etc. complete (The tail pieces, tapers etc if required will be paid separately) | 80 mm dia | Each | 7895.4
Water Supply | 19.59.3 | Providing and fixing C.I. double acting air valve of approved quality with bolts, nuts, rubber insertions etc. complete (The tail pieces, tapers etc if required will be paid separately) | 100 mm dia | Each | 10286.5
Water Supply | 19.60.1 | Providing and fixing enclosed type water meter (bulk type) conforming to IS: 2373 and tested by Municipal Board complete with bolts, nuts, rubber insertions etc. (The tail pieces if required will be paid separately) | 80 mm dia nominal bore | Each | 4050.5
Water Supply | 19.60.2 | Providing and fixing enclosed type water meter (bulk type) conforming to IS: 2373 and tested by Municipal Board complete with bolts, nuts, rubber insertions etc. (The tail pieces if required will be paid separately) | 100 mm dia nominal bore | Each | 6205.9
Water Supply | 19.60.3 | Providing and fixing enclosed type water meter (bulk type) conforming to IS: 2373 and tested by Municipal Board complete with bolts, nuts, rubber insertions etc. (The tail pieces if required will be paid separately) | 150 mm dia nominal bore | Each | 9252.4
Water Supply | 19.60.4 | Providing and fixing enclosed type water meter (bulk type) conforming to IS: 2373 and tested by Municipal Board complete with bolts, nuts, rubber insertions etc. (The tail pieces if required will be paid separately) | 200 mm dia nominal bore | Each | 10098.1
Water Supply | 19.61.1 | Providing and fixing C.I. dirt box strainer for bulk type water meter with nuts, bolts, rubber insertions etc. complete conforming to IS: 2373 | 80 mm dia | Each | 5279.5
Water Supply | 19.61.2 | Providing and fixing C.I. dirt box strainer for bulk type water meter with nuts, bolts, rubber insertions etc. complete conforming to IS: 2373 | 100 mm dia | Each | 8342
Water Supply | 19.61.3 | Providing and fixing C.I. dirt box strainer for bulk type water meter with nuts, bolts, rubber insertions etc. complete conforming to IS: 2373 | 150 mm dia | Each | 10545.2
Water Supply | 19.61.4 | Providing and fixing C.I. dirt box strainer for bulk type water meter with nuts, bolts, rubber insertions etc. complete conforming to IS: 2373 | 200 mm dia | Each | 14793.2
Water Supply | 19.62.1 | Providing and fixing PTMT Ball cock of approved quality, colour and make complete with Epoxy coated rod with L.P./ H.P.H.D. plastic ball | 15 mm nominal bore, 105mm long, weighing not less than 138gms | Each | 127.3
Water Supply | 19.62.2 | Providing and fixing PTMT Ball cock of approved quality, colour and make complete with Epoxy coated rod with L.P./ H.P.H.D. plastic ball | 20 mm nominal bore, 120mm long, weighing not less than 198gms | Each | 186.5
Water Supply | 19.62.3 | Providing and fixing PTMT Ball cock of approved quality, colour and make complete with Epoxy coated rod with L.P./ H.P.H.D. plastic ball | 25 mm nominal bore, 152mm long, weighing not less than 440gms | Each | 467.7
Water Supply | 19.62.4 | Providing and fixing PTMT Ball cock of approved quality, colour and make complete with Epoxy coated rod with L.P./ H.P.H.D. plastic ball | 40mm nominal bore, 206mm long, weighing not less than 690gms | Each | 714.8
Water Supply | 19.62.5 | Providing and fixing PTMT Ball cock of approved quality, colour and make complete with Epoxy coated rod with L.P./ H.P.H.D. plastic ball | 50 mm nominal bore, 242 mm long, weighing not less than 1240gms | Each | 1395.6
Water Supply | 19.63 | Providing and fixing PTMT angle stop cock 15 mm nominal bore, weighing not less than 85gms |  | Each | 145
Water Supply | 19.64 | Providing and fixing PTMT swivelling shower, 15 mm nominal bore, weighing not less than 40gms |  | Each | 111
Water Supply | 19.65 | Providing and fixing PTMT soap Dish Holder having length of 138mm, breadth 102mm, height of 75mm with concealed fitting arrangements weighing not less than 106 gms |  | Each | 99.2
Water Supply | 19.71.1 | Providing and laying Double Flanged (screwed/ welded) Centrifugally (Spun) Cast Iron, Class B (IS: 1536) | 100 mm dia C.I. Double Flanged Pipe | Metre | 2264.6
Water Supply | 19.71.2 | Providing and laying Double Flanged (screwed/ welded) Centrifugally (Spun) Cast Iron, Class B (IS: 1536) | 150 mm dia C.I. Double Flanged Pipe | Metre | 3545.6
Water Supply | 19.71.3 | Providing and laying Double Flanged (screwed/ welded) Centrifugally (Spun) Cast Iron, Class B (IS: 1536) | 200 mm dia C.I. Double Flanged Pipe | Metre | 5593.2
Water Supply | 19.71.4 | Providing and laying Double Flanged (screwed/ welded) Centrifugally (Spun) Cast Iron, Class B (IS: 1536) | 250 mm dia C.I. Double Flanged Pipe | Metre | 6765.4
Water Supply | 19.71.5 | Providing and laying Double Flanged (screwed/ welded) Centrifugally (Spun) Cast Iron, Class B (IS: 1536) | 300 mm dia C.I. Double Flanged Pipe | Metre | 8646.8
Water Supply | 19.71.6 | Providing and laying Double Flanged (screwed/ welded) Centrifugally (Spun) Cast Iron, Class B (IS: 1536) | 350 mm dia C.I. Double Flanged Pipe | Metre | 10889.8
Water Supply | 19.71.7 | Providing and laying Double Flanged (screwed/ welded) Centrifugally (Spun) Cast Iron, Class B (IS: 1536) | 400 mm dia C.I. Double Flanged Pipe | Metre | 14092.1
Water Supply | 19.71.8 | Providing and laying Double Flanged (screwed/ welded) Centrifugally (Spun) Cast Iron, Class B (IS: 1536) | 450 mm dia C.I. Double Flanged Pipe | Metre | 17941.8
Water Supply | 19.71.9 | Providing and laying Double Flanged (screwed/ welded) Centrifugally (Spun) Cast Iron, Class B (IS: 1536) | 500 mm dia C.I. Double Flanged Pipe | Metre | 22275.6
Water Supply | 19.71.10 | Providing and laying Double Flanged (screwed/ welded) Centrifugally (Spun) Cast Iron, Class B (IS: 1536) | 600 mm dia C.I. Double Flanged Pipe | Metre | 30869.7
Water Supply | 19.72.1 | Providing and laying S&S Centrifugally Cast (Spun) / Ductile Iron Pipes conforming to IS: 8329 | 100 mm dia Ductile Iron Class K-7 pipes | Metre | 1860.4
Water Supply | 19.72.2 | Providing and laying S&S Centrifugally Cast (Spun) / Ductile Iron Pipes conforming to IS: 8329 | 150 mm dia Ductile Iron Class K-7 pipes | Metre | 2600
Water Supply | 19.72.3 | Providing and laying S&S Centrifugally Cast (Spun) / Ductile Iron Pipes conforming to IS: 8329 | 200 mm dia Ductile Iron Class K-7 pipes | Metre | 3345.1
Water Supply | 19.72.4 | Providing and laying S&S Centrifugally Cast (Spun) / Ductile Iron Pipes conforming to IS: 8329 | 250 mm dia Ductile Iron Class K-7 pipes | Metre | 4404.8
Water Supply | 19.72.5 | Providing and laying S&S Centrifugally Cast (Spun) / Ductile Iron Pipes conforming to IS: 8329 | 300 mm dia Ductile Iron Class K-7 pipes | Metre | 5552
Water Supply | 19.72.6 | Providing and laying S&S Centrifugally Cast (Spun) / Ductile Iron Pipes conforming to IS: 8329 | 350 mm dia Ductile Iron Class K-7 pipes | Metre | 6800.8
Water Supply | 19.72.7 | Providing and laying S&S Centrifugally Cast (Spun) / Ductile Iron Pipes conforming to IS: 8329 | 400 mm dia Ductile Iron Class K-7 pipes | Metre | 8264.1
Water Supply | 19.72.8 | Providing and laying S&S Centrifugally Cast (Spun) / Ductile Iron Pipes conforming to IS: 8329 | 450 mm dia Ductile Iron Class K-7 pipes | Metre | 9910.3
Water Supply | 19.72.9 | Providing and laying S&S Centrifugally Cast (Spun) / Ductile Iron Pipes conforming to IS: 8329 | 500 mm dia Ductile Iron Class K-7 pipes | Metre | 13344.5
Water Supply | 19.72.10 | Providing and laying S&S Centrifugally Cast (Spun) / Ductile Iron Pipes conforming to IS: 8329 | 600 mm dia Ductile Iron Class K-7 pipes | Metre | 15626.9
Water Supply | 19.72.11 | Providing and laying S&S Centrifugally Cast (Spun) / Ductile Iron Pipes conforming to IS: 8329 | 700 mm dia Ductile Iron Class K-7 pipes | Metre | 18262.8
Water Supply | 19.72.12 | Providing and laying S&S Centrifugally Cast (Spun) / Ductile Iron Pipes conforming to IS: 8329 | 800 mm dia Ductile Iron Class K-7 pipes | Metre | 23241.5
Water Supply | 19.72.13 | Providing and laying S&S Centrifugally Cast (Spun) / Ductile Iron Pipes conforming to IS: 8329 | 900 mm dia Ductile Iron Class K-7 pipes | Metre | 27725.8
Water Supply | 19.72.14 | Providing and laying S&S Centrifugally Cast (Spun) / Ductile Iron Pipes conforming to IS: 8329 | 1000 mm dia Ductile Iron Class K-7 pipes | Metre | 33107
Water Supply | 19.72.15 | Providing and laying S&S Centrifugally Cast (Spun) / Ductile Iron Pipes conforming to IS: 8329 | 100 mm dia Ductile Iron Class K-9 pipes | Metre | 2106.2
Water Supply | 19.72.16 | Providing and laying S&S Centrifugally Cast (Spun) / Ductile Iron Pipes conforming to IS: 8329 | 150 mm dia Ductile Iron Class K-9 pipes | Metre | 3089.7
Water Supply | 19.72.17 | Providing and laying S&S Centrifugally Cast (Spun) / Ductile Iron Pipes conforming to IS: 8329 | 200 mm dia Ductile Iron Class K-9 pipes | Metre | 3783
Water Supply | 19.72.18 | Providing and laying S&S Centrifugally Cast (Spun) / Ductile Iron Pipes conforming to IS: 8329 | 250 mm dia Ductile Iron Class K-9 pipes | Metre | 5606.1
Water Supply | 19.72.19 | Providing and laying S&S Centrifugally Cast (Spun) / Ductile Iron Pipes conforming to IS: 8329 | 300 mm dia Ductile Iron Class K-9 pipes | Metre | 7006.7
Water Supply | 19.72.20 | Providing and laying S&S Centrifugally Cast (Spun) / Ductile Iron Pipes conforming to IS: 8329 | 350 mm dia Ductile Iron Class K-9 pipes | Metre | 8777.9
Water Supply | 19.72.21 | Providing and laying S&S Centrifugally Cast (Spun) / Ductile Iron Pipes conforming to IS: 8329 | 400 mm dia Ductile Iron Class K-9 pipes | Metre | 10265.9
Water Supply | 19.72.22 | Providing and laying S&S Centrifugally Cast (Spun) / Ductile Iron Pipes conforming to IS: 8329 | 450 mm dia Ductile Iron Class K-9 pipes | Metre | 12770.3
Water Supply | 19.72.23 | Providing and laying S&S Centrifugally Cast (Spun) / Ductile Iron Pipes conforming to IS: 8329 | 500 mm dia Ductile Iron Class K-9 pipes | Metre | 15178.4
Water Supply | 19.72.24 | Providing and laying S&S Centrifugally Cast (Spun) / Ductile Iron Pipes conforming to IS: 8329 | 600 mm dia Ductile Iron Class K-9 pipes | Metre | 17447.1
Water Supply | 19.72.25 | Providing and laying S&S Centrifugally Cast (Spun) / Ductile Iron Pipes conforming to IS: 8329 | 700 mm dia Ductile Iron Class K-9 pipes | Metre | 23669.8
Water Supply | 19.72.26 | Providing and laying S&S Centrifugally Cast (Spun) / Ductile Iron Pipes conforming to IS: 8329 | 750 mm dia Ductile Iron Class K-9 pipes | Metre | 26947.6
Water Supply | 19.72.27 | Providing and laying S&S Centrifugally Cast (Spun) / Ductile Iron Pipes conforming to IS: 8329 | 800 mm dia Ductile Iron Class K-9 pipes | Metre | 27735.6
Water Supply | 19.72.28 | Providing and laying S&S Centrifugally Cast (Spun) / Ductile Iron Pipes conforming to IS: 8329 | 900 mm dia Ductile Iron Class K-9 pipes | Metre | 32389.1
Water Supply | 19.72.29 | Providing and laying S&S Centrifugally Cast (Spun) / Ductile Iron Pipes conforming to IS: 8329 | 1000 mm dia Ductile Iron Class K-9 pipes | Metre | 36498.8
Water Supply | 19.73.1 | Providing and laying Double Flanged (Screwed/ Welded) Centrifugally (Spun) Ductile Iron Pipes of Class K 9 conforming to IS: 8329 | 100 mm dia Ductile Iron Double Flanged | Metre | 3116
Water Supply | 19.73.2 | Providing and laying Double Flanged (Screwed/ Welded) Centrifugally (Spun) Ductile Iron Pipes of Class K 9 conforming to IS: 8329 | 150 mm dia Ductile Iron Double Flanged | Metre | 4570.5
Water Supply | 19.73.3 | Providing and laying Double Flanged (Screwed/ Welded) Centrifugally (Spun) Ductile Iron Pipes of Class K 9 conforming to IS: 8329 | 200 mm dia Ductile Iron Double Flanged | Metre | 5596.1
Water Supply | 19.73.4 | Providing and laying Double Flanged (Screwed/ Welded) Centrifugally (Spun) Ductile Iron Pipes of Class K 9 conforming to IS: 8329 | 250 mm dia Ductile Iron Double Flanged | Metre | 8307
Water Supply | 19.73.5 | Providing and laying Double Flanged (Screwed/ Welded) Centrifugally (Spun) Ductile Iron Pipes of Class K 9 conforming to IS: 8329 | 300 mm dia Ductile Iron Double Flanged | Metre | 10384.5
Water Supply | 19.73.6 | Providing and laying Double Flanged (Screwed/ Welded) Centrifugally (Spun) Ductile Iron Pipes of Class K 9 conforming to IS: 8329 | 350 mm dia Ductile Iron Double Flanged | Metre | 13000.5
Water Supply | 19.73.7 | Providing and laying Double Flanged (Screwed/ Welded) Centrifugally (Spun) Ductile Iron Pipes of Class K 9 conforming to IS: 8329 | 400 mm dia Ductile Iron Double Flanged | Metre | 15202.9
Water Supply | 19.73.8 | Providing and laying Double Flanged (Screwed/ Welded) Centrifugally (Spun) Ductile Iron Pipes of Class K 9 conforming to IS: 8329 | 450 mm dia Ductile Iron Double Flanged | Metre | 18917.6
Water Supply | 19.73.9 | Providing and laying Double Flanged (Screwed/ Welded) Centrifugally (Spun) Ductile Iron Pipes of Class K 9 conforming to IS: 8329 | 500 mm dia Ductile Iron Double Flanged | Metre | 22494.6
Water Supply | 19.73.10 | Providing and laying Double Flanged (Screwed/ Welded) Centrifugally (Spun) Ductile Iron Pipes of Class K 9 conforming to IS: 8329 | 600 mm dia Ductile Iron Double Flanged | Metre | 25836
Water Supply | 19.73.11 | Providing and laying Double Flanged (Screwed/ Welded) Centrifugally (Spun) Ductile Iron Pipes of Class K 9 conforming to IS: 8329 | 700 mm dia Ductile Iron Double Flanged | Metre | 35101.6
Water Supply | 19.74.1 | Providing and fixing unplastisised P.V.C. connection pipe with PTMT Nuts of approved quality and colour | 15 mm nominal bore with 30cm length | Each | 65.1
Water Supply | 19.74.2 | Providing and fixing unplastisised P.V.C. connection pipe with PTMT Nuts of approved quality and colour | 15 mm nominal bore with 45 cm length | Each | 87.3
Water Supply | 19.75.1 | Providing and fixing PTMT extension nipple for water tank pipe, fittings of approved quality and colour | 15 mm nominal bore. Weighing not less than 32gms | Each | 35.5
Water Supply | 19.75.2 | Providing and fixing PTMT extension nipple for water tank pipe, fittings of approved quality and colour | 20 mm nominal bore. Weighing not less than 40 gms | Each | 50.3
Water Supply | 19.75.3 | Providing and fixing PTMT extension nipple for water tank pipe, fittings of approved quality and colour | 25 mm nominal bore. Weighing not less than 62 gms | Each | 65.1
Water Supply | 19.77 | Cutting holes upto 15x15 cm in R.C.C. floors and roofs for passing drain pipe etc. and repairing the hole after insertion of drain pipe etc. with cement concrete 1:2:4 (1 cement: 2 coarse sand: 4 graded stone aggregate 20 mm nominal size) including finishing complete so as to make it leak proof |  | Each | 315.3
Water Supply | 19.78 | Making chases upto 7.5x7.5 cm in walls including making good and finishing with matching surface after housing G.I. pipe etc |  | Metre | 180.2
Water Supply | 19.79 | Making hole upto 20x20 cm and embedding pipes upto 150 mm diameter in masonry and filling with cement concrete 1:3:6 (1 cement: 3 coarse sand: 6 graded stone aggregate 20 mm nominal size) including disposal of malba |  | Metre | 317.4
Water Supply | 19.80.1 | Disinfecting C.I. water mains by flushing with water containing bleaching powder @ 0.5 gms per litre of water and cleaning the same with fresh water, operation to be repeated three times including getting the sample of water from the disinfected main tested in the municipal laboratory | 80 mm diameter C.I. pipe 100 | Metre | 1039.3
Water Supply | 19.80.2 | Disinfecting C.I. water mains by flushing with water containing bleaching powder @ 0.5 gms per litre of water and cleaning the same with fresh water, operation to be repeated three times including getting the sample of water from the disinfected main tested in the municipal laboratory | 100 mm diameter C.I. pipe 100 | Metre | 1366.1
Water Supply | 19.80.3 | Disinfecting C.I. water mains by flushing with water containing bleaching powder @ 0.5 gms per litre of water and cleaning the same with fresh water, operation to be repeated three times including getting the sample of water from the disinfected main tested in the municipal laboratory | 125 mm diameter C.I. pipe 100 | Metre | 1707.1
Water Supply | 19.80.4 | Disinfecting C.I. water mains by flushing with water containing bleaching powder @ 0.5 gms per litre of water and cleaning the same with fresh water, operation to be repeated three times including getting the sample of water from the disinfected main tested in the municipal laboratory | 150 mm diameter C.I. pipe 100 | Metre | 2050.3
Water Supply | 19.80.5 | Disinfecting C.I. water mains by flushing with water containing bleaching powder @ 0.5 gms per litre of water and cleaning the same with fresh water, operation to be repeated three times including getting the sample of water from the disinfected main tested in the municipal laboratory | 200 mm diameter C.I. pipe 100 | Metre | 2745
Water Supply | 19.80.6 | Disinfecting C.I. water mains by flushing with water containing bleaching powder @ 0.5 gms per litre of water and cleaning the same with fresh water, operation to be repeated three times including getting the sample of water from the disinfected main tested in the municipal laboratory | 250 mm diameter C.I. pipe 100 | Metre | 3468.5
Water Supply | 19.80.7 | Disinfecting C.I. water mains by flushing with water containing bleaching powder @ 0.5 gms per litre of water and cleaning the same with fresh water, operation to be repeated three times including getting the sample of water from the disinfected main tested in the municipal laboratory | 300 mm diameter C.I. pipe 100 | Metre | 3886.9
Water Supply | 19.80.8 | Disinfecting C.I. water mains by flushing with water containing bleaching powder @ 0.5 gms per litre of water and cleaning the same with fresh water, operation to be repeated three times including getting the sample of water from the disinfected main tested in the municipal laboratory | 350 mm diameter C.I. pipe 100 | Metre | 4325
Water Supply | 19.80.9 | Disinfecting C.I. water mains by flushing with water containing bleaching powder @ 0.5 gms per litre of water and cleaning the same with fresh water, operation to be repeated three times including getting the sample of water from the disinfected main tested in the municipal laboratory | 400 mm diameter C.I. pipe 100 | Metre | 4784.5
Water Supply | 19.80.10 | Disinfecting C.I. water mains by flushing with water containing bleaching powder @ 0.5 gms per litre of water and cleaning the same with fresh water, operation to be repeated three times including getting the sample of water from the disinfected main tested in the municipal laboratory | 450 mm diameter C.I. pipe 100 | Metre | 5265.1
Water Supply | 19.80.11 | Disinfecting C.I. water mains by flushing with water containing bleaching powder @ 0.5 gms per litre of water and cleaning the same with fresh water, operation to be repeated three times including getting the sample of water from the disinfected main tested in the municipal laboratory | 500 mm diameter C.I. pipe 100 | Metre | 5769.7
Water Supply | 19.80.12 | Disinfecting C.I. water mains by flushing with water containing bleaching powder @ 0.5 gms per litre of water and cleaning the same with fresh water, operation to be repeated three times including getting the sample of water from the disinfected main tested in the municipal laboratory | 600 mm diameter C.I. pipe 100 | Metre | 6819.3
Water Supply | 19.81.1 | Extra for every operation of disinfecting the C.I. main by flushing with water containing bleaching powder at 0.5 gms per litre of water and cleaning the same with fresh water, including getting the samples of water tested in the municipal laboratory | 80 mm diameter C.I. pipe 100 | Metre | 376.9
Water Supply | 19.81.2 | Extra for every operation of disinfecting the C.I. main by flushing with water containing bleaching powder at 0.5 gms per litre of water and cleaning the same with fresh water, including getting the samples of water tested in the municipal laboratory | 100 mm diameter C.I. pipe 100 | Metre | 466.3
Water Supply | 19.81.3 | Extra for every operation of disinfecting the C.I. main by flushing with water containing bleaching powder at 0.5 gms per litre of water and cleaning the same with fresh water, including getting the samples of water tested in the municipal laboratory | 125 mm diameter C.I. pipe 100 | Metre | 571.4
Water Supply | 19.81.4 | Extra for every operation of disinfecting the C.I. main by flushing with water containing bleaching powder at 0.5 gms per litre of water and cleaning the same with fresh water, including getting the samples of water tested in the municipal laboratory | 150 mm diameter C.I. pipe 100 | Metre | 664.8
Water Supply | 19.81.5 | Extra for every operation of disinfecting the C.I. main by flushing with water containing bleaching powder at 0.5 gms per litre of water and cleaning the same with fresh water, including getting the samples of water tested in the municipal laboratory | 200 mm diameter C.I. pipe 100 | Metre | 1016.5
Water Supply | 19.81.6 | Extra for every operation of disinfecting the C.I. main by flushing with water containing bleaching powder at 0.5 gms per litre of water and cleaning the same with fresh water, including getting the samples of water tested in the municipal laboratory | 250 mm diameter C.I. pipe 100 300 mm diameter C.I. pipe | Metre | 1087.6
Water Supply | 19.81.7 | Extra for every operation of disinfecting the C.I. main by flushing with water containing bleaching powder at 0.5 gms per litre of water and cleaning the same with fresh water, including getting the samples of water tested in the municipal laboratory | 100 | Metre | 1212.2
Water Supply | 19.81.8 | Extra for every operation of disinfecting the C.I. main by flushing with water containing bleaching powder at 0.5 gms per litre of water and cleaning the same with fresh water, including getting the samples of water tested in the municipal laboratory | 350 mm diameter C.I. pipe 100 | Metre | 1562.8
Water Supply | 19.81.9 | Extra for every operation of disinfecting the C.I. main by flushing with water containing bleaching powder at 0.5 gms per litre of water and cleaning the same with fresh water, including getting the samples of water tested in the municipal laboratory | 400 mm diameter C.I. pipe 100 | Metre | 1803.4
Water Supply | 19.81.10 | Extra for every operation of disinfecting the C.I. main by flushing with water containing bleaching powder at 0.5 gms per litre of water and cleaning the same with fresh water, including getting the samples of water tested in the municipal laboratory | 450 mm diameter C.I. pipe 100 | Metre | 1995.8
Water Supply | 19.81.11 | Extra for every operation of disinfecting the C.I. main by flushing with water containing bleaching powder at 0.5 gms per litre of water and cleaning the same with fresh water, including getting the samples of water tested in the municipal laboratory | 500 mm diameter C.I. pipe 100 | Metre | 2303.9
Water Supply | 19.81.12 | Extra for every operation of disinfecting the C.I. main by flushing with water containing bleaching powder at 0.5 gms per litre of water and cleaning the same with fresh water, including getting the samples of water tested in the municipal laboratory | 600 mm diameter C.I. pipe 100 | Metre | 2830.3
Water Supply | 19.82.1 | Dismantling old C.I. pipes including excavation and refilling trenches after taking out the pipes, breaking lead caulked joints, melting of lead and making into blocks including stacking of pipes at site lead upto 50 metre | 80 mm diameter C.I. pipe | Metre | 387.8
Water Supply | 19.82.2 | Dismantling old C.I. pipes including excavation and refilling trenches after taking out the pipes, breaking lead caulked joints, melting of lead and making into blocks including stacking of pipes at site lead upto 50 metre | 100 mm diameter C.I. pipe | Metre | 400.5
Water Supply | 19.82.3 | Dismantling old C.I. pipes including excavation and refilling trenches after taking out the pipes, breaking lead caulked joints, melting of lead and making into blocks including stacking of pipes at site lead upto 50 metre | 125 mm diameter C.I. pipe | Metre | 413
Water Supply | 19.82.4 | Dismantling old C.I. pipes including excavation and refilling trenches after taking out the pipes, breaking lead caulked joints, melting of lead and making into blocks including stacking of pipes at site lead upto 50 metre | 150 mm diameter C.I. pipe | Metre | 411.8
Water Supply | 19.82.5 | Dismantling old C.I. pipes including excavation and refilling trenches after taking out the pipes, breaking lead caulked joints, melting of lead and making into blocks including stacking of pipes at site lead upto 50 metre | 200 mm diameter C.I. pipe | Metre | 446.1
Water Supply | 19.82.6 | Dismantling old C.I. pipes including excavation and refilling trenches after taking out the pipes, breaking lead caulked joints, melting of lead and making into blocks including stacking of pipes at site lead upto 50 metre | 250 mm diameter C.I. pipe | Metre | 477.3
Water Supply | 19.82.7 | Dismantling old C.I. pipes including excavation and refilling trenches after taking out the pipes, breaking lead caulked joints, melting of lead and making into blocks including stacking of pipes at site lead upto 50 metre | 300 mm diameter C.I. pipe | Metre | 505.7
Water Supply | 19.82.8 | Dismantling old C.I. pipes including excavation and refilling trenches after taking out the pipes, breaking lead caulked joints, melting of lead and making into blocks including stacking of pipes at site lead upto 50 metre | 350 mm diameter C.I. pipe | Metre | 543.8
Water Supply | 19.82.9 | Dismantling old C.I. pipes including excavation and refilling trenches after taking out the pipes, breaking lead caulked joints, melting of lead and making into blocks including stacking of pipes at site lead upto 50 metre | 400 mm diameter C.I. pipe | Metre | 555.4
Water Supply | 19.82.10 | Dismantling old C.I. pipes including excavation and refilling trenches after taking out the pipes, breaking lead caulked joints, melting of lead and making into blocks including stacking of pipes at site lead upto 50 metre | 450 mm diameter C.I. pipe 500 mm diameter C.I. pipe | Metre | 607.3
Water Supply | 19.82.12 | Dismantling old C.I. pipes including excavation and refilling trenches after taking out the pipes, breaking lead caulked joints, melting of lead and making into blocks including stacking of pipes at site lead upto 50 metre | 600 mm diameter C.I. pipe | Metre | 741.3
Water Supply | 19.84.1 | Providing & fixing chrome plated brass battery based infrared sensor operated pillar cock, having foam flow technology | 15 mm nomial bore Beldar Bhisti/ Waterman Blacksmith 2nd class Coolie/Helper/Khalashi Mason (brick layer) 1st class Mason (brick layer) 2nd class Carriage of Brick aggregate/ Stone aggregate 40 mm niminal size and above Carriage of Bricks 1000 Carriage of Cement Carriage of Fine sand Carriage of R.C.C. pipes 100 mm dia. 100 Carriage of R.C.C. pipes 1000 mm dia. 100 Carriage of R.C.C. pipes 1100 mm dia. 100 Carriage of R.C.C. pipes 1200 mm dia. 100 Carriage of R.C.C. pipes 150 mm dia. 100 Carriage of R.C.C. pipes 250 mm dia. 100 Carriage of R.C.C. pipes 300 mm dia. 100 Carriage of R.C.C. pipes 450 & 500 mm dia. 100 Carriage of R.C.C. pipes 600, 700, 750 & 800 100 mm dia. Carriage of R.C.C. pipes 900 mm dia. 100 Carriage of S.W. pipes 100 mm dia. 100 Carriage of S.W. pipes 150 mm dia. 100 Carriage of S.W. pipes 200 mm dia. 100 Carriage of S.W. pipes 230 mm dia. 100 Carriage of S.W. pipes 250 mm dia. 100 Carriage of S.W. pipes 300 mm dia. 100 Fine sand selected quarry Portland Cement (OPC-43 Grade) | Each | 10110.7
Sewage & Drainage | 20.1.1 | Providing, laying and jointing glazed stoneware pipes grade ‘A’ with stiff mixture of cement mortar in the of 1:1 (1 cement: 1 fine sand) including testing of joints etc. complete | 100 mm diameter | Metre | 361.2
Sewage & Drainage | 20.1.2 | Providing, laying and jointing glazed stoneware pipes grade ‘A’ with stiff mixture of cement mortar in the of 1:1 (1 cement: 1 fine sand) including testing of joints etc. complete | 150 mm diameter | Metre | 594.6
Sewage & Drainage | 20.1.3 | Providing, laying and jointing glazed stoneware pipes grade ‘A’ with stiff mixture of cement mortar in the of 1:1 (1 cement: 1 fine sand) including testing of joints etc. complete | 200 mm diameter | Metre | 872.8
Sewage & Drainage | 20.1.4 | Providing, laying and jointing glazed stoneware pipes grade ‘A’ with stiff mixture of cement mortar in the of 1:1 (1 cement: 1 fine sand) including testing of joints etc. complete | 230 mm diameter | Metre | 1032.9
Sewage & Drainage | 20.1.5 | Providing, laying and jointing glazed stoneware pipes grade ‘A’ with stiff mixture of cement mortar in the of 1:1 (1 cement: 1 fine sand) including testing of joints etc. complete | 250 mm diameter | Metre | 1413
Sewage & Drainage | 20.1.6 | Providing, laying and jointing glazed stoneware pipes grade ‘A’ with stiff mixture of cement mortar in the of 1:1 (1 cement: 1 fine sand) including testing of joints etc. complete | 300 mm diameter | Metre | 1998.4
Sewage & Drainage | 20.2.1 | Providing and laying cement concrete 1:5:10 (1 cement: 5 fine sand: 10 graded stone aggregate 40 mm nominal size) alround S.W. pipes including bed concrete as per standard design | 100 mm diameter S. W. pipe | Metre | 1371.2
Sewage & Drainage | 20.2.2 | Providing and laying cement concrete 1:5:10 (1 cement: 5 fine sand: 10 graded stone aggregate 40 mm nominal size) alround S.W. pipes including bed concrete as per standard design | 150 mm diameter S.W, pipe | Metre | 1677
Sewage & Drainage | 20.2.3 | Providing and laying cement concrete 1:5:10 (1 cement: 5 fine sand: 10 graded stone aggregate 40 mm nominal size) alround S.W. pipes including bed concrete as per standard design | 200 mm diameter S.W. pipe | Metre | 1954.9
Sewage & Drainage | 20.2.4 | Providing and laying cement concrete 1:5:10 (1 cement: 5 fine sand: 10 graded stone aggregate 40 mm nominal size) alround S.W. pipes including bed concrete as per standard design | 230 mm diameter S.W, pipe | Metre | 2140.2
Sewage & Drainage | 20.2.5 | Providing and laying cement concrete 1:5:10 (1 cement: 5 fine sand: 10 graded stone aggregate 40 mm nominal size) alround S.W. pipes including bed concrete as per standard design | 250 mm diameter S.W. pipe | Metre | 2260.6
Sewage & Drainage | 20.3.1 | Providing and laying cement concrete 1:5:10 (1 cement: 5 fine sand: 10 graded stone aggregate 40 mm nominal size) upto haunches of S.W. pipes including bed concrete as per standard design | 100 mm diameter S.W. pipe | Metre | 651.7
Sewage & Drainage | 20.3.2 | Providing and laying cement concrete 1:5:10 (1 cement: 5 fine sand: 10 graded stone aggregate 40 mm nominal size) upto haunches of S.W. pipes including bed concrete as per standard design | 150 mm diameter S.W. pipe 200 mm diameter S.W. pipe | Metre | 1056.2
Sewage & Drainage | 20.3.4 | Providing and laying cement concrete 1:5:10 (1 cement: 5 fine sand: 10 graded stone aggregate 40 mm nominal size) upto haunches of S.W. pipes including bed concrete as per standard design | 230 mm diameter S.W. pipe | Metre | 1361.9
Sewage & Drainage | 20.3.5 | Providing and laying cement concrete 1:5:10 (1 cement: 5 fine sand: 10 graded stone aggregate 40 mm nominal size) upto haunches of S.W. pipes including bed concrete as per standard design | 250 mm diameter S.W. pipe | Metre | 1445.3
Sewage & Drainage | 20.3.6 | Providing and laying cement concrete 1:5:10 (1 cement: 5 fine sand: 10 graded stone aggregate 40 mm nominal size) upto haunches of S.W. pipes including bed concrete as per standard design | 300 mm diameter S.W. pipe Dismantling of old S.W. pipes including breaking of joints and bed concrete stacking of useful materials near the site within 50 m lead and disposal of unserviceable materials into municipal dumps: 100 mm diameter 150 mm diameter | Metre | 1667.7
Sewage & Drainage | 20.5.1 | Providing and laying non-pressure NP2 class (light duty) R.C.C. pipes with collars jointed with stiff mixture of cement mortar in the proportion of 1:2 (1 sand:cement: 2 fine ) including testing of joints etc. complete | 100 mm dia. R.C.C. pipe | Metre | 694.1
Sewage & Drainage | 20.5.2 | Providing and laying non-pressure NP2 class (light duty) R.C.C. pipes with collars jointed with stiff mixture of cement mortar in the proportion of 1:2 (1 sand:cement: 2 fine ) including testing of joints etc. complete | 150 mm dia. R.C.C. pipe | Metre | 808.8
Sewage & Drainage | 20.5.3 | Providing and laying non-pressure NP2 class (light duty) R.C.C. pipes with collars jointed with stiff mixture of cement mortar in the proportion of 1:2 (1 sand:cement: 2 fine ) including testing of joints etc. complete | 250 mm dia. R.C.C. pipe | Metre | 1042
Sewage & Drainage | 20.5.4 | Providing and laying non-pressure NP2 class (light duty) R.C.C. pipes with collars jointed with stiff mixture of cement mortar in the proportion of 1:2 (1 sand:cement: 2 fine ) including testing of joints etc. complete | 300 mm dia. R.C.C. pipe | Metre | 1381.6
Sewage & Drainage | 20.5.5 | Providing and laying non-pressure NP2 class (light duty) R.C.C. pipes with collars jointed with stiff mixture of cement mortar in the proportion of 1:2 (1 sand:cement: 2 fine ) including testing of joints etc. complete | 450 mm dia. R.C.C. pipe | Metre | 2842.8
Sewage & Drainage | 20.5.6 | Providing and laying non-pressure NP2 class (light duty) R.C.C. pipes with collars jointed with stiff mixture of cement mortar in the proportion of 1:2 (1 sand:cement: 2 fine ) including testing of joints etc. complete | 500 mm dia. R.C.C. pipe | Metre | 3238
Sewage & Drainage | 20.5.7 | Providing and laying non-pressure NP2 class (light duty) R.C.C. pipes with collars jointed with stiff mixture of cement mortar in the proportion of 1:2 (1 sand:cement: 2 fine ) including testing of joints etc. complete | 600 mm dia. R.C.C. pipe | Metre | 4314.3
Sewage & Drainage | 20.5.8 | Providing and laying non-pressure NP2 class (light duty) R.C.C. pipes with collars jointed with stiff mixture of cement mortar in the proportion of 1:2 (1 sand:cement: 2 fine ) including testing of joints etc. complete | 700 mm dia. R.C.C. pipe | Metre | 4833.7
Sewage & Drainage | 20.5.9 | Providing and laying non-pressure NP2 class (light duty) R.C.C. pipes with collars jointed with stiff mixture of cement mortar in the proportion of 1:2 (1 sand:cement: 2 fine ) including testing of joints etc. complete | 800 mm dia. R.C.C. pipe 900 mm dia. R.C.C. pipe 1000 mm dia. R.C.C. pipe 1100 mm dia. R.C.C. pipe 1200 mm dia. R.C.C. pipe | Metre | 5699.6
Sewage & Drainage | 20.7.1 | Supplying and fixing C.I. cover without frame for manholes | 455 x 610 mm rectangular C.I. cover (light duty)the weight of the cover to be not less than 23 kg | Each | 1600
Sewage & Drainage | 20.7.2 | Supplying and fixing C.I. cover without frame for manholes | 500 mm diameter C.I. cover (medium duty) the weight of the cover to be not less than 58 kg | Each | 5710.2
Sewage & Drainage | 20.7.3 | Supplying and fixing C.I. cover without frame for manholes | 560 mm diameter C.I. cover (Heavy duty) the weight of the cover to be not less than 108 kg | Each | 8289.2
Sewage & Drainage | 20.8.1 | Constructing brick masonry chamber for underground C.I. inspection chamber and bends with 1st class bricks in cement mortar 1:4 (1 cement: 4 fine sand) C.I. cover with frame (light duty) 455x610 mm internal dimensions, total weight of cover with frame to be not less than 38 kg (weight of cover 23 kg and weight of frame 15 kg) R.C.C. top slab with 1:2:4 mix (1 cement:2 fine sand: 4 graded stone aggregate 20 mm nominal size) foundation concrete 1:5:10 (1 cement: 5 fine sand: 10 graded stone aggregate 40 mm nominal size), inside plastering 12 mm thick with cement mortar 1:3 (1 cement: 3 fine sand) finished smooth with a floating coat of neat cement on walls and bed concrete etc. complete as per standard design | Inside dimensions 455x610 mm and 45 cm deep for single pipe line | Each | 8380.4
Sewage & Drainage | 20.8.2 | Constructing brick masonry chamber for underground C.I. inspection chamber and bends with 1st class bricks in cement mortar 1:4 (1 cement: 4 fine sand) C.I. cover with frame (light duty) 455x610 mm internal dimensions, total weight of cover with frame to be not less than 38 kg (weight of cover 23 kg and weight of frame 15 kg) R.C.C. top slab with 1:2:4 mix (1 cement:2 fine sand: 4 graded stone aggregate 20 mm nominal size) foundation concrete 1:5:10 (1 cement: 5 fine sand: 10 graded stone aggregate 40 mm nominal size), inside plastering 12 mm thick with cement mortar 1:3 (1 cement: 3 fine sand) finished smooth with a floating coat of neat cement on walls and bed concrete etc. complete as per standard design | Inside dimensions 500x700 mm and 45 cm deep for pipe line with one or two inlets | Each | 9664.8
Sewage & Drainage | 20.8.3 | Constructing brick masonry chamber for underground C.I. inspection chamber and bends with 1st class bricks in cement mortar 1:4 (1 cement: 4 fine sand) C.I. cover with frame (light duty) 455x610 mm internal dimensions, total weight of cover with frame to be not less than 38 kg (weight of cover 23 kg and weight of frame 15 kg) R.C.C. top slab with 1:2:4 mix (1 cement:2 fine sand: 4 graded stone aggregate 20 mm nominal size) foundation concrete 1:5:10 (1 cement: 5 fine sand: 10 graded stone aggregate 40 mm nominal size), inside plastering 12 mm thick with cement mortar 1:3 (1 cement: 3 fine sand) finished smooth with a floating coat of neat cement on walls and bed concrete etc. complete as per standard design | Inside dimensions 600x 850 mm and 45 cm deep for pipe line with three or more inlets | Each | 11371.9
Sewage & Drainage | 20.8.4 | Constructing brick masonry chamber for underground C.I. inspection chamber and bends with 1st class bricks in cement mortar 1:4 (1 cement: 4 fine sand) C.I. cover with frame (light duty) 455x610 mm internal dimensions, total weight of cover with frame to be not less than 38 kg (weight of cover 23 kg and weight of frame 15 kg) R.C.C. top slab with 1:2:4 mix (1 cement:2 fine sand: 4 graded stone aggregate 20 mm nominal size) foundation concrete 1:5:10 (1 cement: 5 fine sand: 10 graded stone aggregate 40 mm nominal size), inside plastering 12 mm thick with cement mortar 1:3 (1 cement: 3 fine sand) finished smooth with a floating coat of neat cement on walls and bed concrete etc. complete as per standard design | Inside dimensions 900x 800 mm and 45 cm deep for pipe line with three or more inlets | Each | 13415.8
Sewage & Drainage | 20.9.1 | Extra for depth beyond 450 mm of brick masonry chamber for underground C.I. inspection chamber with same specification as mentioned in item no 20.330 complete as per standard design | For 455x610 mm size | Metre | 7530.6
Sewage & Drainage | 20.9.2 | Extra for depth beyond 450 mm of brick masonry chamber for underground C.I. inspection chamber with same specification as mentioned in item no 20.330 complete as per standard design | For 500x700 mm size | Metre | 8202.4
Sewage & Drainage | 20.9.3 | Extra for depth beyond 450 mm of brick masonry chamber for underground C.I. inspection chamber with same specification as mentioned in item no 20.330 complete as per standard design | For 600x850 mm size | Metre | 9533.8
Sewage & Drainage | 20.10 | Making soak pit 2.5 m diameter 3.0 metre deep with 45 x 45 cm dry brick honey comb shaft with well burnt 2nd class bricks and S.W. drain pipe 100 mm diameter, 1.8 m long complete as per standard design |  | Each | 61472.8
Sewage & Drainage | 20.11 | Constructing soak pit 1.20 x 1.20 x 1.20 m filled with brickbats including S.W. drain pipe 100 mm diameter and 1.20 m long complete as per standard design. Beldar Coolie/Helper Mate Thatcher Muli Bamboo 25 mm to 40 mm dia G.I. wire 1.0 mm Bamboo dhari mat Thatch (Sungrass) 300 mm dia. Bundle Barak bamboo |  | Each | 7228.8
Bamboo & Thatch Roofing Work | 21.1 | Providing and fixing roof frame with muli bamboo of 25 mm to 40 mm dia, placed at 150 mm centre to centre, including a layer of bamboo dhari mat lining over the frame, tied with 1.0 mm G.I. wire complete as per specification |  | Sqm | 328.6
Bamboo & Thatch Roofing Work | 21.2 | Providing and fixing roof frame with muli bamboo of 25 mm to 40 mm dia, placed at 225 mm centre to centre, including a layer of bamboo dhari mat lining over the frame, tied with 1.0 mm G.I. wire complete as per specification |  | Sqm | 301.5
Bamboo & Thatch Roofing Work | 21.3 | Providing and fixing ceiling frame with muli bamboo of 25 mm to 40 mm dia, placed at 600 mm centre to centre, tied with 1.0 mm G.I. wire complete as per specification |  | Sqm | 198.7
Bamboo & Thatch Roofing Work | 21.4 | Providing and fixing muli bamboo shingle roofing with 100 mm spacing of shingles and bamboo battens tied with G.I. wire 1.0 mm with roof frame complete ( roof frame to be paid separately ) as per specification |  | Sqm | 735.5
Bamboo & Thatch Roofing Work | 21.6 | Providing and fixing 600 mm wide ridges & hips with double layer bamboo dhari mat and top layer with one layer bamboo tarja, tied with G.I. wire 1.0 mm with roof frame complete ( roof frame to be paid separately ) as per specification |  | Metre | 335.9
Bamboo & Thatch Roofing Work | 21.7 | Providing and fixing 600 mm wide ridges & hips with sungrass tied with G.I. wire 1.0 mm with roof frame complete ( roof frame to be paid separately ) as per specification |  | Metre | 408.4
Bamboo & Thatch Roofing Work | 21.9 | Providing and fixing muli bamboo champakampa tarja ( 75 mm wide ) ceiling, strengthening with single split bamboo battens ( both side ) at 300 mm centre to centre and tied with G.I. wire 1.0 mm complete ( over required beams or fixed with a frame of suitable type, which will be paid separately) as per specification |  | Sqm | 546.5
Bamboo & Thatch Roofing Work | 21.10 | Providing and fixing muli bamboo champakampa tarja ( 75 mm wide ) walling, strengthening with single split bamboo battens ( both side ) at 300 mm centre to centre and tied with G.I. wire 1.0 mm complete as per specification |  | Sqm | 481.1
Bamboo & Thatch Roofing Work | 21.11 | Providing and fixing muli bamboo champakampa tarja ( 75 mm wide ) walling, strengthening with single split bamboo battens ( both side ) at 300 mm centre to centre and tied with G.I. wire 1.0 mm including one layer of dhari mat lining complete as per specification |  | Sqm | 582.5
Bamboo & Thatch Roofing Work | 21.12 | Providing and fixing muli bamboo plain oven tarja ( 75 mm wide ) walling, strengthening with single split bamboo battens ( both side ) at 300 mm centre to centre and tied with G.I. wire 1.0 mm including one layer of dhari mat lining complete as per specification |  | Sqm | 447.1
Bamboo & Thatch Roofing Work | 21.13 | Providing and fixing double layer dhari mat walling, strengthening with single split bamboo battens ( both side ) at 300 mm centre to centre and tied with G.I. wire 1.0 mm complete as per specification |  | Sqm | 421.3
Bamboo & Thatch Roofing Work | 21.14 | Providing and fixing muli bamboo ( tarja ) jafri, strengthening with single split bamboo battens ( both side ) at 450 mm centre to centre and tied with G.I. wire 1.0 mm complete as per specification |  | Sqm | 323.6
Bamboo & Thatch Roofing Work | 21.15 | Providing and fixing muli bamboo plain oven tarja walling in compound fencing, strengthening with single split bamboo battens ( both side ) at 450 mm centre to centre and tied with G.I. wire 1.0 mm complete as per specification |  | Sqm | 311.7
Bamboo & Thatch Roofing Work | 21.16 | Providing and fixing whole muli bamboo ( placed closely ) walling, strengthening with whole muli bamboo battens ( both side ) at 600 mm centre to centre and tied with G.I. wire 1.0 mm complete as per specification |  | Sqm | 371.3
Bamboo & Thatch Roofing Work | 21.17 | Providing and fixing whole muli bamboo machan, each bamboo tied with coir rope at 150 mm centre to centre, with one layer of champakampa tarja matting complete over a suitable structure properly tied with coir rope as per specification |  | Sqm | 542.3
Bamboo & Thatch Roofing Work | 21.18 | Providing and fixing barak bamboo 75 mm to 100 mm dia posts, post plates, ties, king posts, rafters, runners etc. tied with coir rope complete as per specification |  | Metre | 65.7
Bamboo & Thatch Roofing Work | 21.19 | Providing and fixing barak bamboo 75 mm to 100 mm dia posts, runners, struts, bracings, collars etc. fixed with MS nails complete as per specification |  | Metre | 52.2
Bamboo & Thatch Roofing Work | 21.21 | Dismantling all types of thatch roofing with sungrass including stacking of serviceable materials and unserviceable materials separately with all lifts and upto a lead of 50 m as directed by the Engineer-in-charge |  | Sqm | 70.1
Bamboo & Thatch Roofing Work | 21.22 | Dismantling bamboo roof frame including stacking of serviceable materials and unserviceable materials separately with all lifts and upto a lead of 50 m as directed by the Engineer-in-charge |  | Sqm | 111.9
Bamboo & Thatch Roofing Work | 21.23 | Dismantling bamboo shingle roofing including stacking of serviceable materials and unserviceable materials separately with all lifts and upto a lead of 50 m as directed by the Engineer-in-charge |  | Sqm | 126
Bamboo & Thatch Roofing Work | 21.24 | Dismantling bamboo ridges & hips including stacking of serviceable materials and unserviceable materials separately with all lifts and upto a lead of 50 m as directed by the Engineer-in-charge |  | Sqm | 20.9
Bamboo & Thatch Roofing Work | 21.25 | Dismantling all kinds of bamboo ceiling, walling, machan etc. including stacking of serviceable materials and unserviceable materials separately with all lifts and upto a lead of 50 m as directed by the Engineer-in-charge. charges of Diesel Truck - 9 tonne Excavator (3D) with driver and fuel compressor 250 cfm with two leads for cutters / hammers 2nd class (brick layer) 1st class (brick layer) 2nd class of spun iron S & S pipes 100 mm dia 100 of Spun iron S & S pipes 150 mm dia 100 of Spun iron S & S pipes 200 mm dia 100 of Ductile Iron pipes (k7) 100 mm dia 100 of Cast iron pipes 150 mm dia 100 of Cast iron pipes 200 mm dia 100 pipe 150 mm dia casing pipe pipe 200 mm dia casing pipe blind pipe 150 mm dia as per IS: 12818 blind pipe 200 mm dia as per IS: 12818 cap 150 mm dia cap 200 mm dia bail plug 150 mm dia bail plug 200 mm dia slotted pipe 150 mm dia as per IS: 12818 slotted pipe 200 mm dia as per IS: 12818 Boulder 50 mm to 200 mm 5 mm to 10 mm 1.5 mm to 2 mm 3 mm to 6 mm pipe 100 mm dia casing pipe blind pipe 100 mm dia as per IS: 12818 slotted pipe 100 mm dia as per IS: 12818 cap 100 mm dia bail plug 100 mm dia R.C.C. perforated slab supply tanker of 5000 litre capacity socket 100 mm dia socket 150 mm dia socket 200 mm dia Hole Driller Gravel Boring/drilling bore well of required dia for casing/ strainer pipe, by suitable method prescribed in IS: 2800 (part I), including collecting samples from different strata, preparing and submitting strata chart/ bore log, including hire & running charges of all equipments, tools, plants & machineries required for the job, all complete as per direction of Engineer-in- charge, upto 90 metre depth below ground level. All types of soil 300 mm dia 350 mm dia 400 mm dia Rocky strata including Boulders 300 mm dia 350 mm dia 400 mm dia Boring/drilling bore well of required dia for casing/ strainer pipe, by suitable method prescribed in IS: 2800 (part I), including collecting samples from different strata, preparing and submitting strata chart/ bore log, including hire & running charges of all equipments, tools, plants & machineries required for the job, all complete as per direction of Engineer -in- charge, beyond 90 metre & upto 150 metre depth below ground level. All types of soil 300 mm dia 350 mm dia 400 mm dia Rocky strata including Boulders 300 mm dia 350 mm dia 400 mm dia Supplying, assembling, lowering and fixing in vertical position in bore well, unplasticized PVC medium well casing (CM) pipe of required dia, conforming to IS: 12818, including required hire and labour charges, fittings & accessories etc. all complete, for all depths, as per direction of Engineer -in-charge. 100 mm nominal size dia 150 mm nominal size dia 200 mm nominal size dia Supplying, assembling, lowering and fixing in vertical position in bore well unplasticized PVC medium well screen (RMS) pipes with ribs, conforming to IS: 12818, including hire & labour charges, fittings & accessories etc. all complete, for all depths, as per direction of Engineer-in-charge. 100 mm nominal size dia 150 mm nominal size dia 200 mm nominal size dia Supplying, filling, spreading & leveling stone boulders of size range 5 cm to 20 cm, in recharge pit, in the required thickness, for all leads & lifts, all complete as per direction of Engineer-in-charge. Supplying, filling, spreading & leveling gravels of size range 5 mm to 10 mm, in the recharge pit, over the existing layer of boulders, in required thickness, for all leads & lifts, all complete as per direction of Engineer-in-charge. Supplying, filling, spreading & leveling coarse sand of size range 1.5 mm to 2 mm in recharge pit, in required thickness over gravel layer, for all leads & lifts, all complete as per direction of Engineer -in- charge. Gravel packing in tubewell construction in accordance with IS: 4097, including providing gravel fine/ medium/ coarse, in required grading & sizes as per actual requirement, all complete as per direction of Engineer-in-charge. Providing and fixing factory made precast RCC perforated drain covers, having concrete of strength not less than M-25, of size 1000 x 450x50 mm, reinforced with 8 mm dia four nos longitudinal & 9 nos cross sectional T.M.T. hoop bars, including providing 50 mm dia perforations @ 100 to 125 mm c/c, including providing edge binding with M.S. flats of size 50 mm x 1.6 mm complete, all as per direction of Engineer- in-charge. Supplying, assembling, lowering and fixing in vertical position in bore well, ERW (Electric Resistance Welded) FE 410 mild steel screwed and socketed/plain ended casing pipes of required dia, conforming to IS: 4270, of reputed & approved make, including painted with outside surface with two coats of anticorrosive paint of approved brand and manufacture, including required hire & labour charges, fittings & accessories, all complete, for all depths, as per direction of Engineer-in-charge. 100 mm nominal size dia having minimum wall thickness 5.00 mm 150 mm nominal size dia having minimum wall thickness 5.00 mm 200 mm nominal size dia having minimum wall thickness 5.00 mm Supplying, assembling, lowering and fixing in vertical position in bore well, ERW (Electric Resistance Welded) FE 410 plain slotted (having slot of size 1.6/3.2 mm) mild steel threaded and socketed/ plain bevel ended pipe (type A) of required dia, conforming to IS: 8110, of reputed and approved make, having wall thickness not less than 5.40 mm, including painted with outside surface with two coats of anticorrosive bitumestic paint of approved brand and manufacture, including hire & labour charges, fittings & accessories, all complete, for all depths, as per direction of Engineer - in-charge. 100 mm nominal size dia 150 mm nominal size dia 200 mm nominal size dia Development of tube well in accordance with IS: 2800 (part I) and IS: 11189, to establish maximum rate of usable water yield without sand content (beyond permissible limit), with required capacity air compressor, running the compressor for required time till well is fully developed, measuring yield of well by “V” notch method or any other approved method, measuring static level & draw down etc. by step draw down method, collecting water samples & getting tested in approved laboratory, i/c disinfection of tubewell, all complete, including hire & labour charges of air compressor, tools & accessories etc., all as per requirement and direction of Engineer-in-charge. Providing and fixing suitable size threaded mild steel cap or spot welded plate to the top of bore well housing/ casing pipe, removable as per requirement, all complete for borewell of: 100 mm dia 150 mm dia 200 mm dia Providing and fixing M.S. clamp of required dia to the top of casing/ housing pipe of tubewell as per IS: 2800 (part I), including necessary bolts & nuts of required size complete. 100 mm clamp 150 mm clamp 200 mm clamp Providing and fixing Bail plug/ Bottom plug of required dia to the bottom of pipe assembly of tubewell as per IS:2800 (part I). 100 mm dia 150 mm dia 200 mm dia |  | Sqm | 140.1